{"text_format":"3","workbook":"xls","n_sheets":1,"sheets":["CONTRATOS ENERO 2019"],"not_rendered":{"charts":1,"external_links":1,"defined_names":1},"read":"whole","date_system":"1900","formulas":"cached_only"}

{"sheet":"CONTRATOS ENERO 2019","index":0,"n_rows":382,"n_cols":27,"rows_kept":382,"flags":["formulas_cached_only"]}
["INSTALACION","CUPS 22","Contrato","Dirección","Localidad","TARIFA","TENSIÓN","Potencia contratada P1","Potencia contratada P2","Potencia contratada P3","Potencia contratada P4","Potencia contratada P5","Potencia contratada P6","Consumo año 2018 P1","Consumo año 2018  P2","Consumo año 2018  P3","Consumo año 2018  P4","Consumo año 2018 P5","Consumo año 2018  P6","Consumo total año 2018","T. Potencia P1","T. Potencia P2","T. Potencia P3","T. Potencia P4","T. Potencia P5","T. Potencia P6"]
["EDAR EPELE","ES 0021 0000 1605 0083 BJ0F",567460540,"MUSAKOLA AUZOA 27, DEPURADORA, BJO-1, EDAR EPELE, 20500, GIPUZKOA ","ARRASATE","6.2           ","30.000                                  ",465000,465000,465000,465000,465000,465000,144501,241595,88757,169323,226738,1333441,{"v":2204355,"d":"2,204,355"},22.15842,11.0887,8.115045,8.115045,8.115045,3.70256]
["EDAR BADIOLEGI","ES 0021 0000 0315 4517 MH1F",567460563,"BD IZARRAITZ 17, 3, BJO-1, AZPEITIA, 20730, AZPEITIA, GIPUZKOA ","AZPEITIA","6.2         ","30.000                                  ",285000,285000,285000,285000,285000,451000,138364,187563,96213,160492,228690,1055457,{"v":1866779,"d":"1,866,779"},22.15842,11.0887,8.115045,8.115045,8.115045,3.70256]
["EDAR URALDE","ES 0021 0000 1691 5164 HH0F",566903787,"SASIAIN-ARANDI 0, S/N, ADUNA, 20150, ADUNA, GIPUZKOA ","ADUNA","6.1A           ","13.200                                  ",280000,280000,280000,280000,280000,451000,143341,196008,100533,167144,235687,1133640,{"v":1976353,"d":"1,976,353"},39.139427,19.586654,14.334178,14.334178,14.334178,6.540177]
["BOMBEO EGURROLA","ES 0021 0000 1237 5212 SJ1F",566903702,"MARTIRES AUZOA 32, PROX 2, AZKOITIA, 20720, AZKOITIA, GIPUZKOA ","AZKOITIA","6.1A           ","13.200                                  ",20000,20000,20000,20000,20000,451000,784,1088,773,689,1390,5994,{"v":10718,"d":"10,718"},39.139427,19.586654,14.334178,14.334178,14.334178,6.540177]
["EDAR MEKOLALDE","ES 0021 0000 1270 2658 SP1F",566908621,"BO OSINTXU DIS 122, PROX, BJO, OSINTXU, 20580, BERGARA, GIPUZKOA ","BERGARA","6.1A           ","13.200                                  ",150000,150000,150000,150000,150000,451000,65948,90372,43524,70598,98726,436485,{"v":805653,"d":"805,653"},39.139427,19.586654,14.334178,14.334178,14.334178,6.540177]
["EDAR APRAITZ","ES 0021 0000 1108 5202 WG1F",566903775,"BD ARRIAGA 7, PROX, BJO, ELGOIBAR, 20870, ELGOIBAR, GIPUZKOA ","ELGOIBAR","6.1A           ","13.200                                  ",290000,290000,290000,290000,290000,451000,150495,199615,105267,171223,244389,1031676,{"v":1902665,"d":"1,902,665"},39.139427,19.586654,14.334178,14.334178,14.334178,6.540177]
["EDAR GAIKAO","ES 0021 0000 0327 6751 FF1F",566908402,"CR NACIONAL I 35, BJO, LEGORRETA, 20250, LEGORRETA, GIPUZKOA ","LEGORRETA","6.1A           ","13.200                                  ",375000,375000,375000,375000,400000,451000,189668,263777,133929,223987,333848,1329153,{"v":2474362,"d":"2,474,362"},39.139427,19.586654,14.334178,14.334178,14.334178,6.540177]
["EDAR ZURINGOAIN","ES 0021 0000 1169 6351 PC1F",566908499,"CR AZKOITIA 57, 1, BJO-2, URRETXU, 20700, URRETXU, GIPUZKOA ","URRETXU","6.1A           ","13.200                                  ",265000,265000,265000,265000,290000,451000,152379,197808,105314,171157,245426,875884,{"v":1747968,"d":"1,747,968"},39.139427,19.586654,14.334178,14.334178,14.334178,6.540177]
["EDAR IÑURRITZA","ES 0021 0000 0350 1547 YR1F",566903660,"BO TALAIMENDI 721, BJO-1, ZARAUTZ, 20800, ZARAUTZ, GIPUZKOA ","ZARAUTZ","6.1A           ","13.000                                  ",220000,235000,235000,235000,260000,451000,92855,126781,64286,105984,148121,644072,{"v":1182099,"d":"1,182,099"},39.139427,19.586654,14.334178,14.334178,14.334178,6.540177]
["B.URTSUBI ","ES 0021 0000 1815 2816 DV0F",566907811,"BD URTZUERREKA 0, BOMBEO, ABALTZISKETA, 20269, ABALTZISKETA, GIPUZKOA ","ABALTZISKETA","3.1 A          ","13.200                                  ",51000,51000,51000,0,0,0,1200,2534,3196,0,0,0,{"v":6930,"d":"6,930"},59.173468,36.490689,8.37731]
["ETAP URKULU","ES 0021 0000 0314 1572 VE1F",566907793,"BD GOROETA AUZOA 21, BJO, 1, ARETXABALETA, 20550, ARETXABALETA, GIPUZKOA ","ARETXABALETA","3.1 A          ","13.000                                  ",55000,80000,80000,0,0,0,20835,43883,55301,0,0,0,{"v":120019,"d":"120,019"},59.173468,36.490689,8.37731]
["PRESA URKULU","ES 0021 0000 0314 1573 HT1F",566908712,"BD GOROETA AUZOA 22, BJO, 1, ARETXABALETA, 20550, ARETXABALETA, GIPUZKOA ","ARETXABALETA","3.1 A          ","13.200                                  ",20000,80000,80000,0,0,0,3657,59552,200995,0,0,0,{"v":264204,"d":"264,204"},59.173468,36.490689,8.37731]
["ETAP IBAI EDER ","ES 0021 0000 0315 5948 ET1F",566907800,"OÑATZ AUZOA 156, BJO, 1, AZPEITIA, 20730, AZPEITIA, GIPUZKOA ","AZPEITIA","3.1 A          ","30.000                                  ",75000,75000,75000,0,0,0,5893,12705,16466,0,0,0,{"v":35064,"d":"35,064"},59.173468,36.490689,8.37731]
["PRESA IBAIEDER","ES 0021 0000 0315 8181 GW1F",566908750,"BD EIZAGIRRE 314, 2, BJO, 1, AZPEITIA, 20730, AZPEITIA, GIPUZKOA ","AZPEITIA","3.1 A          ","13.200                                  ",16500,16500,16500,0,0,0,2646,5586,6621,0,0,0,{"v":14853,"d":"14,853"},59.173468,36.490689,8.37731]
["PRESA IBIUR","ES 0021 0000 1600 1745 WK1F",566908785,"HERRIZ BERA 9, 1, BJO, BALIARRAIN, 20259, BALIARRAIN, GIPUZKOA ","BALIARRAIN","3.1 A          ","13.200                                  ",51000,51000,51000,0,0,0,32616,69612,100357,0,0,0,{"v":202585,"d":"202,585"},59.173468,36.490689,8.37731]
["ETAP ARRIARAN","ES 0021 0000 0316 6157 MC1F",566907884,"BD ARRIARAN AUZOA 7, 1, BJO, 1, BEASAIN, 20200, BEASAIN, GIPUZKOA ","BEASAIN","3.1 A          ","13.000                                  ",70000,70000,80000,0,0,0,61225,131141,168115,0,0,0,{"v":360481,"d":"360,481"},59.173468,36.490689,8.37731,null,null,"6.2",{"v":4071134,"d":"4,071,134"}]
["PRESA ARRIARAN","ES 0021 0000 0316 6156 ML1F",566908517,"BD ARRIARAN AUZOA 35, BJO, 1, BEASAIN, 20200, BEASAIN, GIPUZKOA ","BEASAIN","3.1 A          ","13.200                                  ",16000,20000,20000,0,0,0,2048,4334,5007,0,0,0,{"v":11389,"d":"11,389"},59.173468,36.490689,8.37731,null,null,"6.1A",{"v":10099818,"d":"10,099,818"}]
["ETAP ALBITXU","ES 0021 0000 0347 4562 MH0F",566907963,"SAN JUAN AUZOA 4, DEPOSITO, BJO-1, BERGARA, 20570, BERGARA, GIPUZKOA ","BERGARA","3.1 A          ","13.200                                  ",13200,13200,13200,0,0,0,1408,2972,3789,0,0,0,{"v":8169,"d":"8,169"},59.173468,36.490689,8.37731,null,null,"3.1A",{"v":3169253,"d":"3,169,253"}]
["BOMBEO SASIOLA","ES 0021 0000 0317 6775 FN1F",566908463,"SASIOLA DISEMINADO 5, BJO, 1, DEBA, 20820, DEBA  GIPUZKOA ","DEBA","3.1 A          ","13.200                                  ",45000,150000,150000,0,0,0,91950,144434,249407,0,0,0,485791,59.173468,36.490689,8.37731,null,null,"3.0A",{"v":3478436,"d":"3,478,436"}]
["EDAR ARRONAMENDI","ES 0021 0000 0317 6380 JP1F",566903799,"EGIA AUZOA 1, 4, BJO, DEBA, 20820, DEBA, GIPUZKOA ","DEBA","3.1 A          ","13.200                                  ",65000,65000,70000,0,0,0,48647,103306,114831,0,0,0,266784,59.173468,36.490689,8.37731,null,null,"2.1DHA",{"v":58552,"d":"58,552"}]
["ETAP IBIUR","ES 0021 0000 1185 8635 AQ0F",566903714,"DS IKAZTEGIETA 1, DEPURADORA, IKAZTEGIETA, 20267, IKAZTEGIETA, GIPUZKOA ","IKAZTEGIETA","3.1 A          ","13.200                                  ",75000,75000,75000,0,0,0,8980,19636,29916,0,0,0,{"v":58532,"d":"58,532"},59.173468,36.490689,8.37731,null,null,"2.1A",{"v":107748,"d":"107,748"}]
["BOMBEO DE LAZKAOMENDI","ES 0021 0000 0327 0301 WC1F",566907847,"LAZKAO BARREIATUA 24, PROX, BJO, 1, LAZKAO, 20210, LAZKAO, GIPUZKOA ","LAZKAO","3.1 A          ","13.000                                  ",12000,12000,12000,0,0,0,540,1172,1564,0,0,0,{"v":3276,"d":"3,276"},59.173468,36.490689,8.37731,null,null,"2.0DHA",{"v":51182,"d":"51,182"}]
["ETAP BARRENDIOLA","ES 0021 0000 0327 2038 DD1F",566907896,"BO BRINKOLA DISEMINADO 14, BJO-1, BRINKOLA, 20220, LEGAZPI, GIPUZKOA ","LEGAZPI","3.1 A          ","13.000                                  ",40000,40000,50000,0,0,0,26421,56428,70359,0,0,0,{"v":153208,"d":"153,208"},59.173468,36.490689,8.37731,null,null,"2.0A",{"v":619276.74,"d":"619,277"}]
["'COGENERACION GAIKAO","ES 0021 0000 1820 4463 RY0F",566907872,"CR NACIONAL I 35, DEPURADORA, LEGORRETA, 20250, LEGORRETA, GIPUZKOA ","LEGORRETA","3.1 A          ","13.200                                  ",200,200,200,0,0,0,1019,2225,2754,0,0,0,{"v":5998,"d":"5,998"},59.173468,36.490689,8.37731,{"$nulls":3},{"v":21655399.74,"d":"21,655,400"}]
["ETAP KILIMON","ES 0021 0000 0351 8009 PH1F",566907940,"GARAGARZA 4, 2, BJO-1, GARAGARTZA, 20850, MENDARO, GIPUZKOA ","MENDARO","3.1 A          ","13.000                                  ",35000,35000,35000,0,0,0,14686,34671,39926,0,0,0,{"v":89283,"d":"89,283"},59.173468,36.490689,8.37731]
["BOMBEO TANTORTA","ES 0021 0000 1321 2955 FG1F",566908396,"AZPILGOETA 5, PROX, BJO, AZPILGOETA, 20850, MENDARO, GIPUZKOA ","MENDARO","3.1 A          ","13.200                                  ",66000,66000,66000,0,0,0,2656,7466,38079,0,0,0,{"v":48201,"d":"48,201"},59.173468,36.490689,8.37731]
["B. OÑATI","ES 0021 0000 1605 3473 CE0F",566908049,"BO ZUBILLAGA AUZOA 1, BJO-1, PROX, ZUBILLAGA, 20569, OÑATI, GIPUZKOA ","OÑATI","3.1 A          ","13.200                                  ",108000,108000,108000,0,0,0,43707,90944,100654,0,0,0,{"v":235305,"d":"235,305"},59.173468,36.490689,8.37731]
["BOMBEO RESIDUALES ORIO","ES 0021 0000 0329 7990 XV1F",566907781,"AV AITA LERTXUNDI 48, BJO, 9998, ORIO, 20810, ORIO, GIPUZKOA ","ORIO","3.1 A          ","13.200                                  ",100000,100000,100000,0,0,0,63719,144371,137244,0,0,0,{"v":345334,"d":"345,334"},59.173468,36.490689,8.37731]
["EDAR BASUSTA","ES 0021 0000 1090 8214 NR1F",566908669,"BASUSTABIDEA 15, PROX, BJO, ZUMAIA, 20750, ZUMAIA, GIPUZKOA ","ZUMAIA","3.1 A          ","13.200                                  ",90000,90000,90000,0,0,0,84932,175016,193899,0,0,0,{"v":453847,"d":"453,847"},59.173468,36.490689,8.37731]
["BOMBEO ADUNA","ES 0021 0000 1145 8207 GH1P",566909730,"ELBARRENA AUZOA, Prox 28 (CASETA BOMBEO ADUNA ) ADUNA, 20150, GIPUZKOA ","ADUNA","3.0 A          ","3X400/230                               ",3000,11000,15001,0,0,0,449,1349,14074,0,0,0,{"v":15872,"d":"15,872"},40.728885,24.437733,16.291555]
["BOMBEO RESIDUALES ARRATOLA","ES 0021 0000 1272 6573 CA0F",566909480,"ARRATOLA ALDEA 3, GRUPO BOMBEO, BJO, PROX, AIA, 20809, AIA, GIPUZKOA ","AIA","3.0 A          ","3X400/230                               ",12000,13000,15100,0,0,0,5990,17070,8109,0,0,0,{"v":31169,"d":"31,169"},40.728885,24.437733,16.291555]
["Bbo. RESI.ARRUTEGIA","ES 0021 0000 1325 3092 GY0F",566908580,"JOAN ETORLE KALEA 17, BOMBEO, BJO, PROX, AIA, 20809, AIA, GIPUZKOA ","AIA","3.0 A          ","3X400/230                               ",2000,2000,15100,0,0,0,1103,3318,1461,0,0,0,{"v":5882,"d":"5,882"},40.728885,24.437733,16.291555]
["B.ANDATZA a LOKATE","ES 0021 0000 0314 4983 MY",566909388," ANDATZA AUZOA ERROTALDE PROX 2 (DEPOSITO), BAJO. AIA, 20809, GIPUZKOA ","AIA","3.0 A          ","3X400/230                               ",9000,15100,8000,0,0,0,2078,5814,2731,0,0,0,{"v":10623,"d":"10,623"},40.728885,24.437733,16.291555]
["BOMBEO DE ALTZO","ES 0021 0000 0312 7215 ZV",566909479,"ERROTA AUZOA 200-1, Bajo 1 ( BOMBEO DE ALTZO). ALEGIA,20260, GIPUZKOA ","ALEGIA","3.0 A          ","3X400/230                               ",3000,25000,25000,0,0,0,440,1384,38992,0,0,0,{"v":40816,"d":"40,816"},40.728885,24.437733,16.291555]
["BOMBEO BEISTIN POTABLE","ES 0021 0000 1584 4452 HW0P",566903970,"BD BEISTIN 11, BJO, BOMBEO, ALEGIA, 20260, ALEGIA, GIPUZKOA ","ALEGIA","3.0 A          ","3X400/230                               ",11000,11000,15001,0,0,0,938,2808,1787,0,0,0,{"v":5533,"d":"5,533"},40.728885,24.437733,16.291555]
["NNAA AMEZKETA + DEPOSITO ZAHARRA","ES 0021 0000 0312 8149 DP0F",566909078,"BD ARRONDO AUZOA 4, BOMBA AGUA, PROX, AMEZKETA, 20268, AMEZKETA, GIPUZKOA ","AMEZKETA","3.0 A          ","3X400/230                               ",15000,15000,15001,0,0,0,1358,4187,1273,0,0,0,{"v":6818,"d":"6,818"},40.728885,24.437733,16.291555]
["BOMBEO RESIDUALES ANDOAIN","ES 0021 0000 1244 0918 CP0F",566909704,"WH INDUSTRIAL BORDA BERRI 10, BOMBEO RESID, PROX, ANDOAIN, 20140, GIPUZKOA ","ANDOAIN","3.0 A          ","3X400/230                               ",70000,70000,70000,0,0,0,18062,52816,30294,0,0,0,{"v":101172,"d":"101,172"},40.728885,24.437733,16.291555]
["CASETA DER. Y BOMBEO ARAMA","ES 0021 0000 0313 8531 TV0F",566909169,"ARAMA DISEMINADO 3, CASETA REGUL,1, ARAMA, 20248, ARAMA, GIPUZKOA ","ARAMA","3.0 A          ","3X380/220                               ",6000,36000,100000,0,0,0,1230,25741,62538,0,0,0,{"v":89509,"d":"89,509"},40.728885,24.437733,16.291555]
["BOMBEO ITURRIOTZ","ES 0021 0000 1277 1042 KJ0F",566909420,"GOI BALLARA 2, GRUPO BOMBEO, PROX, ASTEASU, 20159, ASTEASU, GIPUZKOA ","ASTEASU","3.0 A          ","3X400/230                               ",5000,6000,15100,0,0,0,242,881,454,0,0,0,{"v":1577,"d":"1,577"},40.728885,24.437733,16.291555]
["BOMBEO MEKOLETA","ES 0021 0000 0314 7809 JA0F",566908566,"CR ELGOIBAR 89, CASETA BOMBA, BJO-1,1, AZKOITIA, 20720, AZKOITIA, GIPUZKOA ","AZKOITIA","3.0 A          ","3X380/220                               ",18000,18000,18000,0,0,0,401,2147,9801,0,0,0,{"v":12349,"d":"12,349"},40.728885,24.437733,16.291555]
["B. BOMBEROS","ES 0021 0000 1122 1305 PQ0F",566909881,"CN O#ATZ BIDEA 6, BOMBA AGUA, BJO, PROX, AZPEITIA, 20730, AZPEITIA, GIPUZKOA ","AZPEITIA","3.0 A          ","3X400/230                               ",2000,2000,15001,0,0,0,647,1940,1294,0,0,0,{"v":3881,"d":"3,881"},40.728885,24.437733,16.291555]
["BOMBEO DE RESIDUALES. DANONA","ES 0021 0000 0315 8687 AW0F",566908633,"ZN ANARDI AREA 2, DEPOSIT AGUA, BJO-1,1, AZPEITIA, 20730, AZPEITIA, GIPUZKOA ","AZPEITIA","3.0 A          ","3X380/220                               ",2000,15200,4000,0,0,0,241,713,333,0,0,0,{"v":1287,"d":"1,287"},40.728885,24.437733,16.291555]
["BOMBEO MAKINETXE","ES 0021 0000 0316 6284 BD0F",566908542,"GUDUGARRETA AUZOA 11, CASETA BOMBA, BJO-2, PROX, BEASAIN, 20200, GIPUZKOA ","BEASAIN","3.0 A          ","3X400/230                               ",1000,1000,57000,0,0,0,15,6825,161,0,0,0,{"v":7001,"d":"7,001"},40.728885,24.437733,16.291555]
["BOMBEO RESIDUALES BIDELUZE","ES 0021 0000 1088 4343 DG0F",567025123,"BIDELUZE PLAZA 2, GRUPO BOMBEO,1, BEASAIN, 20200, BEASAIN, GIPUZKOA ","BEASAIN","3.0 A          ","3X400/230                               ",43000,43000,50001,0,0,0,15250,45946,24822,0,0,0,{"v":86018,"d":"86,018"},40.728885,24.437733,16.291555]
["BOMBEO ELGETA","ES 0021 0000 0347 0105 LT0F",566907987,"GOIAUZOA 25, BOMBEO, BJO-2, BERGARA, 20570, BERGARA, GIPUZKOA ","BERGARA","3.0 A          ","3X380/220                               ",3000,70000,70000,0,0,0,1170,4088,118705,0,0,0,{"v":123963,"d":"123,963"},40.728885,24.437733,16.291555]
["BOMBEO RESIDUALES SAN LORENZO","ES 0021 0000 1238 4813 LT0F",566909868,"AMILLAGA KALEA 36, BOMBEO AGUA, BJO, PROX, BERGARA, 20570, BERGARA, GIPUZKOA ","BERGARA","3.0 A          ","3X400/230                               ",9000,9000,15001,0,0,0,1232,3744,2391,0,0,0,{"v":7367,"d":"7,367"},40.728885,24.437733,16.291555]
["BOMBEO RESIDUALES SAN ANTONIO","ES 0021 0000 1163 3989 BB0F",566909698,"SAN ANTONIO KALEA 10, GRUPO BOMBEO, BJO, PROX, BERGARA, 20570, GIPUZKOA ","BERGARA","3.0 A          ","3X400/230                               ",9000,9000,15100,0,0,0,2599,7838,3972,0,0,0,{"v":14409,"d":"14,409"},40.728885,24.437733,16.291555]
["B.OSINTXU","ES 0021 0000 0347 6198 FK0F",566908190,"DS OSINTXU AUZOA 26, GRUPO BOMBEO, BJO, PROX, BERGARA, 20570, BERGARA, GIPUZKOA ","BERGARA","3.0 A          ","3X400/230                               ",14000,14000,15001,0,0,0,8284,24755,16014,0,0,0,{"v":49053,"d":"49,053"},40.728885,24.437733,16.291555]
["NNAA GOIKOETXE","ES 0021 0000 0317 6785 FE0F",566908888,"DISEMINADO ARZABAL 7, ESTAC BOMBEO,PROX, DEBA, 20820, DEBA, GIPUZKOA ","DEBA","3.0 A          ","3X400/230                               ",17000,115000,115000,0,0,0,2460,55448,97941,0,0,0,{"v":155849,"d":"155,849"},40.728885,24.437733,16.291555]
["BOMBEO RESIDUALES DEBA","ES 0021 0000 0317 3636 DR0F",566909248,"HONDARTZA KALEA 4, AGUAS,1, DEBA, 20820, DEBA, GIPUZKOA ","DEBA","3.0 A          ","3X400/230                               ",90000,90000,90000,0,0,0,22499,74512,34511,0,0,0,{"v":131522,"d":"131,522"},40.728885,24.437733,16.291555]
["B.AGERRETXE","ES 0021 0000 0317 4876 QE0F",566908797,"ITZIAR BIDEA 10, DEPOSTO AGUA, BJO-3, DEBA, 20820, DEBA, GIPUZKOA ","DEBA","3.0 A          ","3X400/230                               ",8000,8000,15100,0,0,0,2461,7410,1742,0,0,0,{"v":11613,"d":"11,613"},40.728885,24.437733,16.291555]
["OFICINAS DONOSTI","ES 0021 0000 1115 0821 AG0F",566903994,"PORTUETXE KALEA 16, OFICINA, 1, 101, DONOSTIA-SAN SEBASTIAN, 20018, GIPUZKOA ","DONOSTIA","3.0 A          ","3X400/230                               ",35000,35000,50001,0,0,0,20610,55537,28347,0,0,0,{"v":104494,"d":"104,494"},40.728885,24.437733,16.291555]
["D.IRAGORRI_TUNEL SAGAR-ERREKA","ES 0021 0000 0319 3750 DJ0F",566908918,"OTAOLA BALLE 24, DEPURADORA, BJO,1, EIBAR, 20600, EIBAR, GIPUZKOA ","EIBAR","3.0 A          ","3X400/230                               ",8000,8000,15100,0,0,0,1945,5187,3061,0,0,0,{"v":10193,"d":"10,193"},40.728885,24.437733,16.291555]
["D.TUTULUKOA","ES 0021 0000 0319 3764 XG1P",566904007,"OTAOLA BALLE 12- DEPOSITO ESC-1 BAJO-1 AGUA EIBAR GIPUZKOA ","EIBAR","3.0 A          ","3X230                                   ",2000,2000,15001,0,0,0,802,2347,1573,0,0,0,{"v":4722,"d":"4,722"},40.728885,24.437733,16.291555]
["ALMACEN EDAR AZITAIN","ES 0021 0000 0319 3922 VR0F",566909315,"PG INDUSTRIAL AZITAIN 1, DEPURADORA, BJO-1, EIBAR, 20600, EIBAR, GIPUZKOA ","EIBAR","3.0 A          ","3X380/220                               ",2000,2000,15001,0,0,0,5,16,10,0,0,0,31,40.728885,24.437733,16.291555]
["BOMBEO AZITAIN","ES 0021 0000 0319 4002 CN0F",566908955,"PG INDUSTRIAL AZITAIN 3, BOMBEO, BJO-1,2, EIBAR, 20600, EIBAR, GIPUZKOA ","EIBAR","3.0 A          ","3X380/220                               ",25000,25000,25000,0,0,0,991,2650,1100,0,0,0,{"v":4741,"d":"4,741"},40.728885,24.437733,16.291555]
["B. MATSARIA","ES 0021 0000 1545 1399 VL0F",566904044,"MATSARIA KALEA 24 ZENBAKI BAJO 1, EIBAR, 20600, EIBAR GIPUZKOA ","EIBAR","3.0 A          ","3X400/230                               ",6000,6000,51000,0,0,0,2,0,0,0,0,0,2,40.728885,24.437733,16.291555]
["ETAP IPURUA","ES 0021 0000 0319 3768 XP0F",566909145,"OTAOLA BALLE 12, DEPURADORA, BJO-1, EIBAR, 20600, EIBAR, GIPUZKOA ","EIBAR","3.0 A          ","3X380/220                               ",16000,16000,16000,0,0,0,5932,16963,16599,0,0,0,{"v":39494,"d":"39,494"},40.728885,24.437733,16.291555]
["BOMBEO PAGATZA ","ES 0021 0000 1225 2242 MR0F",567201430,"LG PAGATZA PARQUE INDUSTRIAL 10, BOMBEO AGUAS, BJO, PROX, 20690, GIPUZKOA ","ELGETA","3.0 A          ","3X400/230                               ",6000,6000,15001,0,0,0,294,923,578,0,0,0,{"v":1795,"d":"1,795"},40.728885,24.437733,16.291555]
["PRESA AIXOLA-CASETA","ES 0021 0000 0320 0875 CP0F",566909492,"AIXOLA AUZOA 3, PRESA, BJO-1,1, ELGETA, 20690, ELGETA, GIPUZKOA ","ELGETA","3.0 A          ","3X400/230                               ",6000,6000,15100,0,0,0,3669,10905,6694,0,0,0,{"v":21268,"d":"21,268"},40.728885,24.437733,16.291555]
["DEPOSITO KAKATZA","ES 0021 0000 0319 9418 AT0F",566909005,"SALLOBENTE-ERMUARAN 1, BJO-1, ELGOIBAR, 20870, ELGOIBAR, GIPUZKOA ","ELGOIBAR","3.0 A          ","3X400/230                               ",12000,12000,15100,0,0,0,6222,16565,4383,0,0,0,{"v":27170,"d":"27,170"},40.728885,24.437733,16.291555]
["BOMBEO SANTA KLARA","ES 0021 0000 0319 8098 ZZ0F",566909261,"SANTA KLARA KALEA 8, BOMBA AGUA, BJO-1, ELGOIBAR, 20870, ELGOIBAR, GIPUZKOA ","ELGOIBAR","3.0 A          ","3X400/230                               ",13000,13000,15100,0,0,0,3819,10874,3446,0,0,0,{"v":18139,"d":"18,139"},40.728885,24.437733,16.291555]
["B.SAN PEDRO","ES 0021 0000 0319 9699 SM0F",566910391,"IDOTORBE BAILARA (SA 33, BOMBA, 1,1, SAN PEDRO, 20870, ELGOIBAR, GIPUZKOA ","ELGOIBAR","3.0 A          ","3X230                                   ",4000,4000,15001,0,0,0,112,360,397,0,0,0,869,40.728885,24.437733,16.291555]
["B.IMH","ES 0021 0000 0320 0058 FL0F",566909390,"AZKUE BAILARA(SAN ROKE) 1, BOMBA AGUA, BJO-1,1, ELGOIBAR, 20870, GIPUZKOA ","ELGOIBAR","3.0 A          ","3X400/230                               ",53000,53000,53000,0,0,0,20694,52597,16591,0,0,0,{"v":89882,"d":"89,882"},40.728885,24.437733,16.291555]
["B.MORU-SIGMA","ES 0021 0000 1054 2676 NW0F",566909728,"IDOTORBE BAILARA (SA 36, BJO, PROX BM, SAN PEDRO, 20870, ELGOIBAR, GIPUZKOA ","ELGOIBAR","3.0 A          ","3X400/230                               ",16000,16000,16000,0,0,0,2182,5336,2740,0,0,0,{"v":10258,"d":"10,258"},40.728885,24.437733,16.291555]
["D.URTIA-URASANDI","ES 0021 0000 0319 9655 JF0F",566903880,"WH AIASTIA BAILARA 51, BJO-1,1, SAN MIGEL, 20870, ELGOIBAR, GIPUZKOA ","ELGOIBAR","3.0 A          ","3X400/230                               ",25000,25000,14000,0,0,0,280,441,319,0,0,0,{"v":1040,"d":"1,040"},40.728885,24.437733,16.291555]
["D. COLA SAN MIGUEL","ES 0021 0000 1635 5168 MA0F",566903891,"WH AIASTIA BAILARA 11, BJO-1, PROX, SAN MIGEL, 20870, ELGOIBAR, GIPUZKOA ","ELGOIBAR","3.0 A          ","3X400/230                               ",35000,35000,51000,0,0,0,620,1172,103,0,0,0,{"v":1895,"d":"1,895"},40.728885,24.437733,16.291555]
["ETAP ERROTABARRI","ES 0021 0000 0974 4737 AW0F",567555641,"AV BIZKAIA 17, BJO-6, ERMUA, 48260, ERMUA, BIZKAIA ","ERMUA","3.0 A          ","3X400/230                               ",9000,15010,7000,0,0,0,5867,17694,11552,0,0,0,{"v":35113,"d":"35,113"},40.728885,24.437733,16.291555]
["BOMBEO ABELETXE","ES 0021 0000 1749 8944 PN0F",567246218,"ABELETXE 12, BJO, GB, ERMUA, 48260, ERMUA, BIZKAIA ","ERMUA","3.0 A          ","3X400/230                               ",1000,1000,15010,0,0,0,86,251,163,0,0,0,500,40.728885,24.437733,16.291555]
["DEPOSITO ONGARAI","ES 0021 0000 1277 0759 DY0F",567139141,"C/ONGARAI 20-1 Bajo 48260 ERMUA BIZKAIA ","ERMUA","3.0 A          ","3X400/230                               ",15000,15000,15010,0,0,0,2624,7935,3738,0,0,0,{"v":14297,"d":"14,297"},40.728885,24.437733,16.291555]
["BOMBEO RESIDUALES ESKORIATZA","ES 0021 0000 0320 1964 KQ0F",566909285,"ARANBURUZABALA KALEA 1 A, BOMBAS, BJO, ESKORIATZA, 20540, ESKORIATZA, GIPUZKOA ","ESKORIATZA","3.0 A          ","3X400/230                               ",5000,8000,15100,0,0,0,2263,6567,3235,0,0,0,{"v":12065,"d":"12,065"},40.728885,24.437733,16.291555]
["BOMBEO ALEGI","ES 0021 0000 1277 3518 ZM0F",566910100,"ITSASO ALEGIA DISEMINADO 11-A-ETACION BOMBEO PROX EZKIO-ITSA 20709 GIPUZKOA ","EZKIO-ITSASO","3.0 A          ","3X400/230                               ",3000,3000,37000,0,0,0,752,4081,6537,0,0,0,{"v":11370,"d":"11,370"},40.728885,24.437733,16.291555]
["DEPOSITO GETARIA-BOMBEO GARATE","ES 0021 0000 0321 6444 FY0F",567156205," SAN PRUDENTZIO AUZOA  34-1,  Bajo-1 (DEPÓSITO GETARIA). GETARIA, 20808, GIPUZKOA ","GETARIA","3.0 A          ","3X400/230                               ",3000,14000,15010,0,0,0,356,1637,13655,0,0,0,{"v":15648,"d":"15,648"},40.728885,24.437733,16.291555]
["EDAR SANANTONPE","ES 0021 0000 1167 6655 AN0F",566909650,"PORTUA 16, DEPURADORA, BJO, GETARIA, 20808, GETARIA, GIPUZKOA ","GETARIA","3.0 A          ","3X400/230                               ",56000,60000,41000,0,0,0,55264,163144,74073,0,0,0,{"v":292481,"d":"292,481"},40.728885,24.437733,16.291555]
["BOMBEO HERNIALDE","ES 0021 0000 0322 7714 ZY0F",566909418,"OLOTZA BALLARA 13, E. ELEVADORA, BJO-1,1, HERNIALDE, 20494, GIPUZKOA ","HERNIALDE","3.0 A          ","3X400/230                               ",3000,81000,81000,0,0,0,287,993,159507,{"$nulls":3},{"v":160787,"d":"160,787"},40.728885,24.437733,16.291555]
["D.IBARRA – B.BELAUNTZA","ES 0021 0000 1691 3762 AL0F",566903982,"EGIALDE 9, DEPOST+BOMBE, PROX, IBARRA, 20400, IBARRA, GIPUZKOA ","IBARRA","3.0 A          ","3X400/230                               ",1000,1000,30000,0,0,0,550,1664,28469,0,0,0,{"v":30683,"d":"30,683"},40.728885,24.437733,16.291555]
["BOMBEO GURIDI","ES 0021 0000 0322 9400 HJ0F",566909200,"JESUS GURIDI 11, BOMBA AGUA, BJO-1, IBARRA, 20400, IBARRA, GIPUZKOA ","IBARRA","3.0 A          ","3X400/230                               ",2000,5000,15100,0,0,0,152,554,4218,0,0,0,{"v":4924,"d":"4,924"},40.728885,24.437733,16.291555]
["DEPÓSITO IDIAZABAL,BOMBEO SEGURA","ES 0021 0000 0323 0459 HZ0F",566908943,"DISEMINADO RURAL 150, ESTA. BOMBEO, BJO-1,1, IDIAZABAL, 20213, GIPUZKOA ","IDIAZABAL","3.0 A          ","3X380/220                               ",16500,16500,16500,0,0,0,710,33066,15038,0,0,0,{"v":48814,"d":"48,814"},40.728885,24.437733,16.291555]
["BOMBEO IDIAZABAL","ES 0021 0000 0323 0667 GS0F",566909467,"DISEMINADO RURAL 76, CASETA BOMBE, BJO-2,1, IDIAZABAL, 20213, GIPUZKOA ","IDIAZABAL","3.0 A          ","3X380/220                               ",3000,41000,51000,0,0,0,883,77393,30671,0,0,0,{"v":108947,"d":"108,947"},40.728885,24.437733,16.291555]
["BOMBEO RESIDUALES IDIAZABAL","ES 0021 0000 1102 1606 CA0F",566910299,"EZOLATZA POLIGONOA 6 F, BOMBAS, PROX, IDIAZABAL, 20213, IDIAZABAL, GIPUZKOA ","IDIAZABAL","3.0 A          ","3X380/220                               ",16500,16500,16500,0,0,0,9865,28933,16955,0,0,0,{"v":55753,"d":"55,753"},40.728885,24.437733,16.291555]
["BOMBEO A DEP. GAZTELUTXO","ES 0021 0000 0323 0685 MX0F",566908037,"DS RURAL 131, BOMBA AGUA,1, IDIAZABAL, 20213, IDIAZABAL, GIPUZKOA ","IDIAZABAL","3.0 A          ","3X400/230                               ",15010,15010,15010,0,0,0,1379,3470,1599,0,0,0,{"v":6448,"d":"6,448"},40.728885,24.437733,16.291555]
["PRESA BARRENDIOLA","ES 0021 0000 0327 2057 XM0F",566907975,"BO BRINKOLA DISEMINADO 13, PRESA, BJO-1,1, BRINKOLA, 20220, LEGAZPI, GIPUZKOA ","LEGAZPI","3.0 A          ","3X380/220                               ",5000,6000,16000,0,0,0,1968,5661,3656,0,0,0,{"v":11285,"d":"11,285"},40.728885,24.437733,16.291555]
["BOMBEO RESIDUALES LEGAZPIA","ES 0021 0000 0327 2280 LK0F",566908098,"LANAREN HIRIBIDEA 2, ESTAC BOMBEO, BJO,1, LEGAZPI, 20230, LEGAZPI, GIPUZKOA ","LEGAZPI","3.0 A          ","3X400/230                               ",45000,45000,63000,0,0,0,9964,28730,11943,0,0,0,{"v":50637,"d":"50,637"},40.728885,24.437733,16.291555]
["DEPÓSITO Y BOMBEO LEGORRETAZAHAR ","ES 0021 0000 1281 2516 FH",639319841,"AJOAIN AUZOA, 4-PROX, Bajo LEGORRETA - GIPUZKOA","LEGORRETA","3.0 A          ","3X400/230",15001,15001,15001,0,0,0,48,172,48,0,0,0,268,40.728885,24.437733,16.291555]
["EDAR LIZARTZA","ES 0021 0000 1609 6414 RE1P",567139189,"CASA ERREKALDE 1 BAJO LIZARTZA GIPUZKOA ","LIZARTZA","3.0 A          ","3X400/230                               ",4000,4000,15100,0,0,0,2691,7975,5350,0,0,0,{"v":16016,"d":"16,016"},40.728885,24.437733,16.291555]
["BOMBEO DE  MAHALA","ES 0021 0000 0351 8214 VQ0F",566908293,"MENDAROZABAL IGARTU 9, BOMBA AGUA, BJO-1,1, MENDARO, 20850, GIPUZKOA ","MENDARO","3.0 A          ","3X400/230                               ",31000,31000,31000,0,0,0,398,1559,993,0,0,0,{"v":2950,"d":"2,950"},40.728885,24.437733,16.291555]
["B.K1","ES 0021 0000 0351 7761 KT0F",566908244,"ARANA ERRE 9, BOMBA AGUA, BJO-2,1, GARAGARTZA, 20850, MENDARO, GIPUZKOA ","MENDARO","3.0 A          ","3X380/220                               ",6000,16000,16000,0,0,0,30,108,86,0,0,0,224,40.728885,24.437733,16.291555]
["B.K2","ES 0021 0000 0351 7762 KR0F",566908359,"ARANA ERRE 9, BOMBA AGUA, BJO-1,2, GARAGARTZA, 20850, MENDARO, GIPUZKOA ","MENDARO","3.0 A          ","3X380/220                               ",6000,20000,20000,0,0,0,5,18,10,0,0,0,33,40.728885,24.437733,16.291555]
["B.K3","ES 0021 0000 0351 7763 KW0F",566908670,"ARANA ERRE 9, BOMBA AGUA, BJO-1,3, GARAGARTZA, 20850, MENDARO, GIPUZKOA ","MENDARO","3.0 A          ","3X400/230                               ",20000,20000,20000,0,0,0,5,37,12,0,0,0,54,40.728885,24.437733,16.291555]
["BOMBEO ELGOIBAR","ES 0021 0000 0351 8007 PQ0F",566908724,"GARAGARTZA 4-BOMBA AGUA BAJO-1-1 MENDARO GIPUZKOA ","MENDARO","3.0 A          ","3X400/230                               ",65000,65000,65000,0,0,0,24893,168177,111282,0,0,0,{"v":304352,"d":"304,352"},40.728885,24.437733,16.291555]
["D.SOLOMO","ES 0021 0000 0329 4470 HQ0F",566908207,"OLABARRIETA AUZOA 5, BOMBEO, BJO-1, PROX, MUTRIKU, 20830, MUTRIKU, GIPUZKOA ","MUTRIKU","3.0 A          ","3X400/230                               ",2000,2000,15001,0,0,0,107,321,220,0,0,0,648,40.728885,24.437733,16.291555]
["EDAR ZABALERA","ES 0021 0000 1139 5556 VL0F",566909509,"PUERTO 2, DEPURADORA, BJO, MUTRIKU, 20830, MUTRIKU, GIPUZKOA ","MUTRIKU","3.0 A          ","3X400/230                               ",80000,80000,80000,0,0,0,53961,155335,82473,0,0,0,{"v":291769,"d":"291,769"},40.728885,24.437733,16.291555]
["BOMBEO DE OLABERRIA","ES 0021 0000 0329 6376 DJ0F",566907938,"PB JOSE MARIA ARISTRAIN 39, ESTA. BOMBEO, BJO-1,1, OLABERRIA, 20212, GIPUZKOA ","OLABERRIA","3.0 A          ","3X400/230                               ",1000,11000,15100,0,0,0,338,18485,30409,0,0,0,{"v":49232,"d":"49,232"},40.728885,24.437733,16.291555]
["C.D. OLABERRIA. BOMBEO A DEP. SUSTRAITZ","ES 0021 0000 0329 6609 LQ0F",567025184,"POLIGONO KAROBI, 13-PROX 1, BAJO 2 ( GAINERA AUZOA  8,  Bajo-2). OLABERRIA, 20212, GIPUZKOA ","OLABERRIA","3.0 A          ","3X400/230                               ",3000,20000,20000,0,0,0,361,31520,29509,0,0,0,{"v":61390,"d":"61,390"},40.728885,24.437733,16.291555]
["B. RESIDUALES ARANTZAZU","ES 0021 0000 1559 8339 NN0F",566903878,"BO ARANTZAZU 18, BJO-1, PROX, SANTUARIO DE ARANTZAZU, 20567, OÑATI, GIPUZKOA ","OÑATI","3.0 A          ","3X400/230                               ",20000,20000,20000,0,0,0,7084,20921,12473,0,0,0,{"v":40478,"d":"40,478"},40.728885,24.437733,16.291555]
["CASETA DERIVACIÓN Y DEPÓSITO ORIO","ES 0021 0000 0329 9968 GV0F",566908050,"SAN MARTIN AUZOA 53, CASETA AGUAS, BJO-1,1, ORIO, 20810, ORIO, GIPUZKOA ","ORIO","3.0 A          ","3X400/230                               ",6000,7000,15100,0,0,0,5424,16314,9626,0,0,0,{"v":31364,"d":"31,364"},40.728885,24.437733,16.291555]
["CASETA DERIVACIÓN ZUBIPE,BOMB. GABIRIA","ES 0021 0000 0330 1514 WE0F",566908300,"CN GABIRIA 6, DEPOSITO, BJO-1,1, ORMAIZTEGI, 20216, ORMAIZTEGI, GIPUZKOA ","ORMAIZTEGI","3.0 A          ","3X400/230                               ",1000,30000,30000,0,0,0,219,29093,51054,0,0,0,{"v":80366,"d":"80,366"},40.728885,24.437733,16.291555]
["D.MARKITEGI","ES 0021 0000 0345 5257 VX0F",566908426,"SEGURA BARREIATUA 36, DEPOSITO, BJO-1,1, SEGURA, 20214, SEGURA, GIPUZKOA ","SEGURA","3.0 A          ","3X400/230                               ",30000,30000,30000,0,0,0,1033,25189,8695,0,0,0,{"v":34917,"d":"34,917"},40.728885,24.437733,16.291555]
["DEPOSITO SAN BLAS, BOMBEO IBARRA","ES 0021 0000 1200 4600 WT0F",567025196,"SAN BLAS AUZOA, 9-3 Bajo (DEPÓSITO SAN BLAS NUEVO \"DIPU\"). TOLOSA 20400, GIPUZKOA ","TOLOSA","3.0 A          ","3X400/230                               ",4000,15200,15200,0,0,0,1622,6880,41130,0,0,0,{"v":49632,"d":"49,632"},40.728885,24.437733,16.291555]
["ALIVIADERO AMAROZ","ES 0021 0000 1607 8245 VT0F",566909996,"AV IRUÑA ETORBIDEA 10 BIS, TOLOSA, 20400, TOLOSA, GIPUZKOA ","TOLOSA","3.0 A          ","3X400/230                               ",1000,1000,15200,0,0,0,64,216,145,0,0,0,425,40.728885,24.437733,16.291555]
["ALIVIADERO IBARRA","ES 0021 0000 1607 8258 VJ0F",566909583,"KONDEKO ALDAPA 3, BJO,1, TOLOSA, 20400, TOLOSA, GIPUZKOA ","TOLOSA","3.0 A          ","3X400/230                               ",1000,1000,15001,0,0,0,687,2061,1370,0,0,0,{"v":4118,"d":"4,118"},40.728885,24.437733,16.291555]
["Bbo y Dep APATTA","ES 0021 0000 1255 9771 NC0F",566904093,"PG COMARCAL APATTA 1, BOMBEO Y DEP, BJO, CALLE, TOLOSA, 20400, TOLOSA, GIPUZKOA ","TOLOSA","3.0 A          ","3X400/230                               ",1000,3000,15100,0,0,0,109,363,899,0,0,0,{"v":1371,"d":"1,371"},40.728885,24.437733,16.291555]
["BOMBEO AMASA","ES 0021 0000 1145 8179 AJ1P",566903945,"BO LARREA 2, PROX, (BOMBEO AMASA), VILLABONA 20150 GIPUZKOA ","VILLABONA","3.0 A          ","3X400/230                               ",10000,10000,15001,0,0,0,549,8354,14045,0,0,0,{"v":22948,"d":"22,948"},40.728885,24.437733,16.291555]
["BOMBEO EITZAGA","ES 0021 0000 0974 6729 CQ0F",567139130," BO EITZAGA 11, ESC.1, BJO-4, EITZAGA, 48260, ERMUA-ZALDIBAR, BIZKAIA ","ZALDIBAR","3.0 A          ","3X380/220                               ",2000,2000,15001,0,0,0,30,99,61,0,0,0,190,40.728885,24.437733,16.291555]
["BOMBEO RESIDUALES PREVIO","ES 0021 0000 0349 5460 VD0F",566908487,"GIPUZKOA 72, BOMBA AGUA, BJO-1,1, ZARAUTZ, 20800, ZARAUTZ, GIPUZKOA ","ZARAUTZ","3.0 A          ","3X400/230                               ",45000,45000,45000,0,0,0,14385,43449,18023,0,0,0,{"v":75857,"d":"75,857"},40.728885,24.437733,16.291555]
["BOMBEO A AIZARNA","ES 0021 0000 1378 6084 QL0F",566909376,"SAN JUAN BIDEA 5 BIS, GRUPO BOMBEO, BJO-1, ZESTOA, 20740, ZESTOA, GIPUZKOA ","ZESTOA","3.0 A          ","3X400/230                               ",30000,30000,30000,0,0,0,2617,17221,8291,0,0,0,{"v":28129,"d":"28,129"},40.728885,24.437733,16.291555]
["B.IRAETA","ES 0021 0000 0317 1150 SE0F",566908979,"PG NAUSIKOA (IRAETA) 2, CASET.BOMBEO,1, ZESTOA, 20740, ZESTOA, GIPUZKOA ","ZESTOA","3.0 A          ","3X400/230                               ",8000,8000,15100,0,0,0,1874,5913,2865,0,0,0,{"v":10652,"d":"10,652"},40.728885,24.437733,16.291555]
["B.ZESTOA","ES 0021 0000 0317 1190 VQ0F",566908840,"POLIGONO GALDEANO 10, PRUEBOMBEO,2, ZESTOA, 20740, ZESTOA, GIPUZKOA ","ZESTOA","3.0 A          ","3X400/230                               ",45000,45000,45000,0,0,0,12994,37752,14556,0,0,0,{"v":65302,"d":"65,302"},40.728885,24.437733,16.291555]
["BOMBEO ASTEASU","ES 0021 0000 1145 8103 TY0F",566909984,"HERNANDORENA KALEA,prox 6 ( BOMBEO ASTEASU) 20159 ZIZURKIL. GIPUZKOA ","ZIZURKIL","3.0 A          ","3X400/230                               ",10000,16000,16000,0,0,0,398,1591,18946,0,0,0,{"v":20935,"d":"20,935"},40.728885,24.437733,16.291555]
["BOMBEO KAMIO TXIKI","ES 0021 0000 0317 1352 RV0F",566910123,"ZIZURKIL DISEMINADO 81, COLECTOR, BJO-1,1, ZIZURKIL, 20159, ZIZURKIL, GIPUZKOA ","ZIZURKIL","3.0 A          ","3X230                                   ",2000,2000,15001,0,0,0,288,878,475,0,0,0,{"v":1641,"d":"1,641"},40.728885,24.437733,16.291555]
["BOMBEO RESIDUALES BASUSTA","ES 0021 0000 1043 7780 MD0F",566909510,"TRENBIDE PASEALEKUA 1, GRUPO BOMBEO, BJO, PROX, ZUMAIA, 20750, GIPUZKOA ","ZUMAIA","3.0 A          ","3X400/230                               ",100000,100000,100000,0,0,0,26544,80395,34808,0,0,0,{"v":141747,"d":"141,747"},40.728885,24.437733,16.291555]
["BOMBEO RESIDUALES OLAIZOLA","ES 0021 0000 1179 0048 BS0F",567025147,"TXIKIERDI 2, BOMBAS, BJO,2, ZUMAIA, 20750, ZUMAIA, GIPUZKOA ","ZUMAIA","3.0 A          ","3X400/230                               ",15000,20760,12000,0,0,0,1602,4744,3040,0,0,0,{"v":9386,"d":"9,386"},40.728885,24.437733,16.291555]
["NNAA BIDEGOIAN","ES 0021 0000 0316 7971 SV0F",566909170,"ELIZ BALLARA 11, DEPOSITO, BJO-1,1, BIDEGOYAN, 20496, BIDEGOYAN, GIPUZKOA ","BIDEGOYAN","3,0 A","3X380/220                               ",13200,13200,15100,0,0,0,23014,0,0,0,0,0,{"v":23014,"d":"23,014"},44.44471]
["B.DE BAÑOS","ES 0021 0000 0313 8889 QF0F",567177555,"ARABA IBILBIDEA 36, BOMBA AGUA, BJO, PROX, ARETXABALETA, 20550, GIPUZKOA ","ARETXABALETA","2.1 DH A       ","3X400/230                               ",13856,0,0,0,0,0,2096,2161,0,0,0,0,{"v":4257,"d":"4,257"},44.44471]
["B.OLASO","ES 0021 0000 0319 5704 WN0F",566909054,"OLASO KALEA 15, BOMBA AGUA, BJO-1, PROX, ELGOIBAR, 20870, ELGOIBAR, GIPUZKOA ","ELGOIBAR","2.1 DH A       ","3X380/220                               ",13200,0,0,0,0,0,3347,3146,0,0,0,0,{"v":6493,"d":"6,493"},44.44471]
["DEPÓSITO KALBARIO ","ES 0021 0000 0329 4169 MZ0F",567460617,"LARANGA AUZOA 28, DEPOSITO, BJO-1,2, MUTRIKU, 20830, MUTRIKU, GIPUZKOA ","MUTRIKU","2.1 DH A       ","3X380/220                               ",13000,0,0,0,0,0,9527,11380,0,0,0,0,{"v":20907,"d":"20,907"},44.44471]
["B.PAKEA (ORDI 7)","ES 0021 0000 1077 9800 VL0F",567845825,"AV NAVARRA 10, BOMBEO AGUA, PROX, ORDIZIA, 20240, ORDIZIA, GIPUZKOA ","ORDIZIA","2.1 DH A       ","3X380/220                               ",13200,0,0,0,0,0,10982,13337,0,0,0,0,{"v":24319,"d":"24,319"},44.44471]
["BOMBEO AROSTEGI","ES 0021 0000 3299589 BY ",568060581,"KAIA 4 Bajo-2., ORIO. 20810, GIPUZKOA. ( Bonbeo Arostegi )","ORIO","2.1 DH A       ","3X400/230                               ",10392,0,0,0,0,0,1288,1288,0,0,0,0,{"v":2576,"d":"2,576"},44.44471]
["EDAR ALEGI","ES 0021 0000 1584 4458 HP0P",566909613,"BD BEISTIN 13, PROX-DEPO, ALEGIA, 20260, ALEGIA, GIPUZKOA ","ALEGIA","2.1 A          ","3X400/230                               ",10392,0,0,0,0,0,9876,0,0,0,0,0,{"v":9876,"d":"9,876"},44.44471]
["B.ZALDIZURRETA","ES 0021 0000 1257 7751 NZ0F",566909844,"ZALDIZURRETA KALEA 19, BOMBEO, PROX, BEASAIN, 20200, BEASAIN, GIPUZKOA ","BEASAIN","2.1 A          ","3X400/230                               ",10392,0,0,0,0,0,4830,0,0,0,0,0,{"v":4830,"d":"4,830"},44.44471]
["NNAA ELDUA","ES 0021 0000 0316 7155 AY0F",566908890,"BO ELDUA 35, BOMBA AGUA, BJO, DE, ELDUA, 20493, BERASTEGI, GIPUZKOA ","BERASTEGI","2.1 A          ","3X380/220                               ",13200,0,0,0,0,0,4158,0,0,0,0,0,{"v":4158,"d":"4,158"},44.44471]
["NNAA BERASTEGI+DEPÓSITO MUNIZIPALA","ES 0021 0000 0316 7211 MQ0F",567025111,"EGUZKIALDE KALEA 20, DEPOSITO, BJO-DCH,2, BERASTEGI, 20492, GIPUZKOA ","BERASTEGI","2.1 A          ","3X400/230                               ",13200,0,0,0,0,0,3833,0,0,0,0,0,{"v":3833,"d":"3,833"},44.44471]
["B.MATXATEGI","ES 0021 0000 0347 0875 YB0F",566908335,"IBAIONDO PASEALEKUA 1, BOMBEO AGUA, BJO, PROX, BERGARA, 20570, GIPUZKOA ","BERGARA","2.1 A          ","3X400/230                               ",10390,0,0,0,0,0,11994,0,0,0,0,0,{"v":11994,"d":"11,994"},44.44471]
["B.IBARRA","ES 0021 0000 1073 8791 ML0F",566909923,"TELLERIA KALEA 2 A, GRUPO BOMBEO, BJO, PROX, BERGARA, 20570, BERGARA, GIPUZKOA ","BERGARA","2.1 A          ","3X400/230                               ",10390,0,0,0,0,0,2375,0,0,0,0,0,{"v":2375,"d":"2,375"},44.44471]
["BOMBEO IKASTOLA-MIRAFLORES","ES 0021 0000 1132 8132 FP0F",566909406,"MANDIOLA BALLE 29, BOMBA AGUA, BJO-2, EIBAR, 20600, EIBAR, GIPUZKOA ","EIBAR","2.1 A          ","3X380/220                               ",13200,0,0,0,0,0,5979,0,0,0,0,0,{"v":5979,"d":"5,979"},44.44471]
["B.ITXIO","ES 0021 0000 1530 8845 YL0F",566910214,"ARRATE-BIDE 24, GRUPO BOMBEO, BJO-1,1 PROX, EIBAR, 20600, EIBAR, GIPUZKOA ","EIBAR","2.1 A          ","3X400/230                               ",13856,0,0,0,0,0,2407,0,0,0,0,0,{"v":2407,"d":"2,407"},44.44471]
["DEPOSITO URKI  ( Derivación a  CD )","ES 0021 0000 0319 3806 NT0F",566909364,"OTAOLA BALLE 16, BOMBA AGUA, BJO-1,1, EIBAR, 20600, EIBAR, GIPUZKOA ","EIBAR","2.1 A          ","3X380/220                               ",13200,0,0,0,0,0,3491,0,0,0,0,0,{"v":3491,"d":"3,491"},44.44471]
["BOMBEO RESIDUALES ELGETA.","ES 0021 0000 0320 0902 KN0F",566909110," ARTEKALE  4,  Bajo-1 (BOMBEO RESIDUALES). ELGETA, 20690, GIPUZKOA ","ELGETA","2.1 A          ","3X380/220                               ",10392,0,0,0,0,0,3969,0,0,0,0,0,{"v":3969,"d":"3,969"},44.44471]
["BOMBEO SIGMA","ES 0021 0000 1179 2420 EH0F",568877469,"XIXILION KALEA 1, GRUPO BOMBEO, BJO, PROX, ELGOIBAR, 20870, ELGOIBAR, GIPUZKOA ","ELGOIBAR","2.1 A          ","3X400/230                               ",10392,0,0,0,0,0,7350,0,0,0,0,0,{"v":7350,"d":"7,350"},44.44471]
["D.EZKIO BAJO","ES 0021 0000 1126 1306 EC0F",566909819,"DS SANTA LUTZI 38, PONPALEKUA, PROX, EZKIO-ITSASO, 20709, EZKIO-ITSA, GIPUZKOA ","EZKIO-ITSASO","2.1 A          ","3X380/220                               ",13200,0,0,0,0,0,5458,0,0,0,0,0,{"v":5458,"d":"5,458"},44.44471]
["DEPOSITO GAZTELUTXO","ES 0021 0000 0323 0689 MZ0F",566903672," DISEMINADO RURAL  154-1,   (DEPURADORA). IDIAZABAL, 20213, GIPUZKOA ","IDIAZABAL","2.1 A          ","3X400/230                               ",13856,0,0,0,0,0,4291,0,0,0,0,0,{"v":4291,"d":"4,291"},44.44471]
["BOMBEO AZTIRIA","ES 0021 0000 2069 8184 RKOF",567138859,"TELLERIARTE DISEMINADO 1 PROX. LEGAZPIA 20230 ","LEGAZPI","2.1 A          ","3X400/230                               ",13856,0,0,0,0,0,8001,0,0,0,0,0,{"v":8001,"d":"8,001"},44.44471]
["DEPOSITO MENDARO","ES 0021 0000 0351 8341 TM0F",566908347,"MENDAROZABAL IDIAZABALTXO 1, BOMBA AGUA, BJO-1,2, 20850, GIPUZKOA ","MENDARO","2.1 A          ","3X380/220                               ",13200,0,0,0,0,0,1274,0,0,0,0,0,{"v":1274,"d":"1,274"},44.44471]
["ETAP SUSTRAITZ(OLABERRIA)","ES 0021 0000 03296575 HM",383352691,"ARANGUREN AUZOA, 12 , BAJO , 1 20212-OLABERRIA - GIPUZKOA                     ","OLABERRIA","2.1 A          ","3X380/220                               ",13200,0,0,0,0,0,7461,0,0,0,0,0,{"v":7461,"d":"7,461"},44.44471]
["BOMBEO DEPÓSITO ALUSTIZA","ES 0021 0000 1314 6562 HN0F",566909431,"WH AMASA AUZOA 35, GRUPO BOMBEO, PROX, AMASA, 20150, VILLABONA, GIPUZKOA ","VILLABONA","2.1 A          ","3X400/230                               ",10390,0,0,0,0,0,1663,0,0,0,0,0,{"v":1663,"d":"1,663"},44.44471]
["DEPOSITO ZERAIN-BOMBEO BARBARIS","ES 0021 0000 0316 9166 KQ0F",566908682,"ANSOSTEGI (LAIOTZ-LASUSTI AUZO 67, DEPOSITO, BJO-1, PROX, 20214, GIPUZKOA ","ZERAIN","2.1 A          ","3X380/220                               ",13200,0,0,0,0,0,2711,0,0,0,0,0,{"v":2711,"d":"2,711"},44.44471]
["B.SANEAMIENTO SANSINENEA","ES 0021 000011667682 GD",567200358,"POLIGONO SANSINENEA INDUSTRIGUNEA (Bº ARROA BEHEA) PORTAL 1-1, BAJO. ZESTOA, 20740, GIPUZKOA ","ZESTOA","2.1 A          ","3X400/230                               ",10390,0,0,0,0,0,2037,0,0,0,0,0,{"v":2037,"d":"2,037"},44.44471]
["DEPÓSITO ARETA","ES 0021 0000 0317 1433 MYOF",567156229,"ZIZURKIL DISEMINADO, 67-1(DEPÓSITO ARETA) 20159 ZIZURKIL GIPUZKOA ","ZIZURKIL","2.1 A          ","3X400/230                               ",10392,0,0,0,0,0,6086,0,0,0,0,0,{"v":6086,"d":"6,086"},44.44471]
["B.GKN","ES 0021 0000 1178 9974 PX0F",566909870,"BASADI AUZATEGIA 17, GRUPO BOMBEO, BJO, PROX, ZUMAIA, 20750, ZUMAIA, GIPUZKOA ","ZUMAIA","2.1 A          ","3X400/230                               ",10390,0,0,0,0,0,8504,0,0,0,0,0,{"v":8504,"d":"8,504"},44.44471]
["NNAA AIA","ES 0021 0000 0314 4226 HP0F",566903817," ARRUTIEGIA AUZOA  32,   (BOMBAS AGUA). AIA, 20809, GIPUZKOA ","AIA","2.0 DH A       ","3X380/220                               ",9900,0,0,0,0,0,8923,9556,0,0,0,0,{"v":18479,"d":"18,479"},38.043426]
["DEPOSITO BOMBEO HILERRI","ES 0021 0000 0314 3044 NE0F",566903842," AIA AUZOA  17-1,  Bajo-1 (DEPOSITO BOMBEO HILERRI). ATAUN, 20211, GIPUZKOA ","ATAUN","2.0 DH A       ","3X380/220                               ",6600,0,0,0,0,0,5261,6851,0,0,0,0,{"v":12112,"d":"12,112"},38.043426]
["BOMBEO ODRIA","ES 0021 0000 0315 6080 GV0F",567460678,"ODRIA AUZOA 455 1 BA. AZPEITIA20730, GIPUZKOA ","AZPEITIA","2.0 DH A       ","3X380/220                               ",9900,0,0,0,0,0,1185,1446,0,0,0,0,{"v":2631,"d":"2,631"},38.043426]
["DEPOSITO BALIARRAIN","ES 0021 0000 1040 3909 GV0F",566904056," HERRIZ GORA prox 1,  Bajo (DEPOSITO BALIARRAIN). BALIARRAIN, 20259, GIPUZKOA ","BALIARRAIN","2.0 DH A       ","3X380/220                               ",6600,0,0,0,0,0,212,301,0,0,0,0,513,38.043426]
["DEPOSITO LETAMENDI Y BOMBEO","ES 0021 0000 0316 2411 GT0F",566903751,"BEASAINMENDIA AUZOA, 26-1, Bajo 2 (DEPÓSITO LETAMENDI). BEASAIN, 20200, GIPUZKOA ","BEASAIN","2.0 DH A       ","3X380/220                               ",9900,0,0,0,0,0,2328,2791,0,0,0,0,{"v":5119,"d":"5,119"},38.043426]
["BOMBEO AITTOLA","ES 0021 0000 1212 2835 JS0F",566903969,"ARBISKOA AUZA, prox 9, bajo (BOMBEO DE AITTOLA) DEBA. 20820, GIPUZKOA ","DEBA","2.0 DH A       ","3X400/230                               ",6920,0,0,0,0,0,938,1158,0,0,0,0,{"v":2096,"d":"2,096"},38.043426]
["DEPOSITO AITTOLA","ES 0021 0000 0317 6647 RE0F",566903854,"ARBISKOA AUZA, prox 15, bajo (DEPOSITO DE AITTOLA) DEBA. 20820, GIPUZKOA ","DEBA","2.0 DH A       ","3X400/230                               ",6920,0,0,0,0,0,2306,3206,0,0,0,0,{"v":5512,"d":"5,512"},38.043426]
["CAPTACION DEPURACION AGUA","ES 0021 0000 0975 2151 AX0F",567461282,"SAN PELAYO 46, ESC.1, BJO-1, ERMUA, 48260, ERMUA, BIZKAIA ","ERMUA","2.0 DH A       ","3X220                                   ",4000,0,0,0,0,0,106,180,0,0,0,0,286,38.043426]
["DEPOSITO NUEVO MONTEZKUE","ES 0021 0000 1691 3741 WK0F",567012580,"MONTEZKUE AUZOA, PROX18-2 , BAJO , 1 20400-TOLOSA - GIPUZKOA ","TOLOSA","2.0 DH A       ","3X400/230                               ",6928,0,0,0,0,0,888,3392,0,0,0,0,{"v":4280,"d":"4,280"},38.043426]
["BOMBEO RESIDUALES PILOTARI","ES 0021 0000 1616 7536 NM0F",567150148,"PILOTARIEN KALEA, 4 , BAJO , 1 20150-VILLABONA - GIPUZKOA ","VILLABONA","2.0 DH A       ","3X400/230                               ",6928,0,0,0,0,0,78,76,0,0,0,0,154,38.043426]
["BOMBEO ELOSIAGA","ES 0021 0000 0315 8288 PV0F",566908700,"ELOSIAGA AUZOA 372 1 BA 1  AZPEITIA, GIPUZKOA ","AZPEITIA","2.0 A          Modo 2","3X380/220                               ",6600,0,0,0,0,0,11045,0,0,0,0,0,{"v":11045,"d":"11,045"},38.043426]
["C.DERIVACIÓN Y DEPÓSITO ABALTZISKETA","ES 0021 0000 1119 0524 GD0F",566910184,"PILDAIN GASATEGI AUZOA, 3-2 .ABALTZISKETA, 20269, GIPUZKOA ","ABALTZISKETA","2.0 A          ","1X220                                   ",6600,0,0,0,0,0,954,0,0,0,0,0,954,38.043426]
["DEPOSITO LARRAITZ","ES 0021 0000 0312 5747 LK0F",566910330,"OTAMENDI AUZOA, 6-1, Bajo 1 ABALTZISKETA, 20269, GIPUKOA ","ABALTZISKETA","2.0 A          ","3X220                                   ",1900,0,0,0,0,0,46,0,0,0,0,0,46,38.043426]
["DEPOSITO IGOTA","ES 0021 0000 1342 9673 EQ",566903910,"GOIBURU AUZOA 12, PROX BAJO 1 (IGOTA DEPOSITUA) 20150 ADUNA - GIPUZKOA ","ADUNA","2.0 A          ","3X400/230                               ",6928,0,0,0,0,0,5548,0,0,0,0,0,{"v":5548,"d":"5,548"},38.043426]
["DEPOSITO SEGOTEI","ES 0021 0000 0312 5934 MR",566903866,"HERRIKO PLAZA 8, PROX BAJO 1 (SEGOTEI DEPOSITUA) 20150 ADUNA - GIPUZKOA ","ADUNA","2.0 A          ","3X380/220                               ",9900,0,0,0,0,0,4512,0,0,0,0,0,{"v":4512,"d":"4,512"},38.043426]
["DEPOSITO ELKANO","ES 0021 0000 0314 4307 KC0F",566910172," ELKANO DISEMINADO  21-1,  Bajo-1 (BOMBAS DE AGUA). AIA, 20809, GIPUZKOA ","AIA","2.0 A          ","1X230                                   ",2200,0,0,0,0,0,24,0,0,0,0,0,24,38.043426]
["BOMBEO ARRATOLA","ES 0021 0000 1134 3436 MV0F",566909807," SANTIO ERREKA AUZOA prox 33 (BOMBAS DE AGUA),  Bajo (DEPOSITO AGUAS). AIA, 20809, GIPUZKOA ","AIA","2.0 A          ","3X380/220                               ",9900,0,0,0,0,0,16744,0,0,0,0,0,{"v":16744,"d":"16,744"},38.043426]
["BOMBEO DE RESIDUALES SANTIO","ES 0021 0000 0314 4800 CF0F",566908451,"SANTIO ERREKA AUZOA prox 13,Bajo (BOMBEO DE RESIDUALES SANTIO). AIA, 20809, GIPUZKOA ","AIA","2.0 A          ","3X400/230                               ",6928,0,0,0,0,0,8033,0,0,0,0,0,{"v":8033,"d":"8,033"},38.043426]
["DEPOSITO LAURGAIN","ES 0021 0000 1025 9403 TC0F",566910032,"LAURGAIN DISEMINADO prox 4. 20809 AIA. GIPUZKOA  ","AIA","2.0 A          ","1X220                                   ",1100,0,0,0,0,0,4958,0,0,0,0,0,{"v":4958,"d":"4,958"},38.043426]
["DEPOSITO URDANETA BEHEKOA","ES 0021 0000 1935 7190 WL0F",567460344,"URDANETA DISEMINADO PO 19 BAJO. 20809 AIA. GIPUZKOA ","AIA","2.0 A          ","3X400/230                               ",6928,0,0,0,0,0,13198,0,0,0,0,0,{"v":13198,"d":"13,198"},38.043426]
["DEPOSITO LOKATE","ES 0021 0000 1384 3761 VN0F",566909546,"OLASKOEGIA AUZOA, PROX12 , BAJO , 2 20809-AIA - GIPUZKOA ","AIA","2.0 A          ","1X230                                   ",1150,0,0,0,0,0,146,0,0,0,0,0,146,38.043426]
["CASETA DERIVACIÓN AIZARNAZABAL","ES 0021 0000 0312 6316 KS0F",566909534," MUGITZAGAINA AUZOA  8-1,  Bajo-1 (CASETA DERIVACIÓN AIZARNAZABAL). AIZARNAZABAL, 20749, GIPUZKOA ","AIZARNAZABAL","2.0 A          ","3X380/220                               ",6600,0,0,0,0,0,3618,0,0,0,0,0,{"v":3618,"d":"3,618"},38.043426]
["CASETA DERIVACIÓN  ALEGIA","ES 0021 0000 0312 6762 HR0F",566909637,"MATADERO AUZOA, 160-1 Bajo 1 (CASETA DERIVACIÓN DE ALEGIA). ALEGIA,20260, GIPUZKOA ","ALEGIA","2.0 A          ","3X400/230                               ",6920,0,0,0,0,0,1976,0,0,0,0,0,{"v":1976,"d":"1,976"},38.043426]
["ALIVIADERO ALEGI","ES 0021 0000 1847 8681  DH0F",566904081,"LARRAITZ AUZOA, PROX. 33 ( ALIVIADERO DE ALEGIA). ALEGIA,20260, GIPUZKOA ","ALEGIA","2.0 A          ","1X230                                   ",3450,0,0,0,0,0,418,0,0,0,0,0,418,38.043426]
["DEPOSITO ALTZAGA","ES 0021 0000 1682 5247 LP0F",567024076,"URRUTI ZELAI AUZOA, 4-prox., Bajo 2 (DEPÓSITO DE ALTZAGA). ALTZAGA, 20248. GIPUZKOA ","ALTZAGA","2.0 A          ","1X230                                   ",690,0,0,0,0,0,1333,0,0,0,0,0,{"v":1333,"d":"1,333"},38.043426]
["DEPOSITO ALTZAGARATE","ES 0021 0000 2013 2841 PH",567012736,"ALTZAGA DISEMINADO,184-prox., Bajo 2 (DEPÓSITO DE ALTZAGARATE). ALTZAGA,20248. GIPUZKOA ","ALTZAGA","2.0 A          ","1X230                                   ",2300,0,0,0,0,0,1003,0,0,0,0,0,{"v":1003,"d":"1,003"},38.043426]
["DEPÓSITO NUEVO ALTZO","ES 0021 0000 0312 8007 AG0F",566908876,"EGILEOR AUZOA, Prox 66 (DEPÓSITO NUEVO ALTZO \"DIPU\"). ALTZO, 20268, GIPUZKOA ","ALTZO","2.0 A          ","3X400/230                               ",6920,0,0,0,0,0,826,0,0,0,0,0,826,38.043426]
["BOMBEO RESIDUALES ALTZO MUINO","ES 0021 0000 1802 7084 VA",568100773,"ALTZO MUINO PORTAL 147-1 (DIPUTACION), BAJO. ALTZO, 20268, GIPUZKOA ","ALTZO","2.0 A          ","3X400/230                               ",6928,0,0,0,0,0,5951,0,0,0,0,0,{"v":5951,"d":"5,951"},38.043426]
["CASETA DERIVACIÓN ANOETA","ES 0021 0000 1145 8160 WV0F",566903933,"ERGOIEN BAILARA , Prox 4 (CASETA DERIVACIÓN ANOETA). ANOETA,20270, GIPUZKOA ","ANOETA","2.0 A          ","3X380/220                               ",6600,0,0,0,0,0,437,0,0,0,0,0,437,38.043426]
["DEPOSITO ZAKARDI","ES 0021 0000 0313 6498 GP0F",566910378,"ERGOIEN BAILARAprox 16, Bajo 1 (ZAKARDI DEPOSITOA) ANOETA,20270,GIPUZKOA","ANOETA","2.0 A          ","3X220                                   ",1900,0,0,0,0,0,1328,0,0,0,0,0,{"v":1328,"d":"1,328"},38.043426]
["DEPOSITO ERREKETA","ES 0021 0000 0313 7360 HL0F",567025135,"GOI BAILARA 7-1, Bajo 1 (ERREKETA DEPOSITOA) ANOETA,20270,GIPUZKOA","ANOETA","2.0 A          ","3X380/220                               ",9900,0,0,0,0,0,299,0,0,0,0,0,299,38.043426]
["DEPOSITO GOIBALARA","ES 0021 0000 0313 7366 LW0F",566910202,"GOI BAILARA,2-1,Bajo 1(GOIBALARA DEPOSITOA) ANOETA,20270,GIPUZKOA ","ANOETA","2.0 A          ","1X220                                   ",1100,0,0,0,0,0,149,0,0,0,0,0,149,38.043426]
["BOMBEO ANTZUOLA","ES 0021 0000 1118 1045 YY0F",566909789," EGUZKI AUZOA prox 6-1 (BOMBEO ANTZUOLA),  Bajo-BOMB. ANTZUOLA, 20577, GIPUZKOA ","ANTZUOLA","2.0 A          ","3X380/220                               ",9900,0,0,0,0,0,8374,0,0,0,0,0,{"v":8374,"d":"8,374"},38.043426]
["CASETA DERIVACION ARAMA","ES 0021 0000 0313 8534 TC0F",566909935," ARAMA DISEMINADO  5-1,   (CASETA DERIVACION ARAMA). ARAMA, 20248, GIPUZKOA ","ARAMA","2.0 A          ","3X220                                   ",5700,0,0,0,0,0,993,0,0,0,0,0,993,38.043426]
["TUNEL ARRASATE","ES 0021 0000 0329 1058 PP0F",566907860," ZALDIBAR KALEA  14-1,  Bajo-1 (TÚNEL ARRASATE). ARRASATE MONDRAGON, 20500, GIPUZKOA ","ARRASATE MONDRAGON","2.0 A          ","3X380/220                               ",6600,0,0,0,0,0,20,0,0,0,0,0,20,38.043426]
["DEPOSITO ARRASATE","ES 0021 0000 0329 1062 PN0F",566907914," ZALDIBAR KALEA prox 40,   (DEPÓSITO ARRASATE). ARRASATE MONDRAGON, 20500, GIPUZKOA ","ARRASATE MONDRAGON","2.0 A          ","3X380/220                               ",3300,0,0,0,0,0,1024,0,0,0,0,0,{"v":1024,"d":"1,024"},38.043426]
["ALIVIADERO 1 DE MAYO","ES 0021 0000 1133 6139 XB0F",566909777," GARRO JENERALA KALEA prox 2 (TANQUE DE TORMENTA),  Bajo (GRUPO BOMBEO). ARRASATE MONDRAGON, 20500, GIPUZKOA ","ARRASATE MONDRAGON","2.0 A          ","3X380/220                               ",6600,0,0,0,0,0,121,0,0,0,0,0,121,38.043426]
["ALIVIADERO ERMITA","ES 0021 0000 1133 6211 JZ0F",566909455," GIPUZKOA ETORBIDEA prox 51 (TANQUE TORMENTA),  Bajo (GRUPO BOMBEO). ARRASATE MONDRAGON, 20500, GIPUZKOA ","ARRASATE MONDRAGON","2.0 A          ","3X380/220                               ",6600,0,0,0,0,0,277,0,0,0,0,0,277,38.043426]
["ALIVIADERO ALDAPA","ES 0021 0000 1133 6350 LS0F",566909947," ARRASATE PASEALEKUA prox 18 (TANQUE DE TORMENTA),  Bajo (GRUPO BOMBEO). ARRASATE MONDRAGON, 20500, GIPUZKOA ","ARRASATE MONDRAGON","2.0 A          ","3X380/220                               ",6600,0,0,0,0,0,329,0,0,0,0,0,329,38.043426]
["ALIVIADERO IKASTOLA","ES 0021 0000 1133 6280 QZ0F",566909625,"LEGARGAIN KALEA, prox 2, bajo (TANQUE DE TORMENTA),ARRASATE MONDRAGON, 20500. GIPUZKOA ","ARRASATE MONDRAGON","2.0 A          ","3X400/230                               ",3460,0,0,0,0,0,238,0,0,0,0,0,238,38.043426]
["ALIVIADERO ARAGOA","ES 0021 0000 1323 9223 EY0F",566910226,"ARAGOA KALEA, 6-1,Bajo (TANQUE DE TORMENTAS,RAMAL ARAMAIONA). ARRASATE, 20500. GIPUZKOA ","ARRASATE MONDRAGON","2.0 A          ","3X400/230                               ",2425,0,0,0,0,0,290,0,0,0,0,0,290,38.043426]
["DEPOSITO ASTEASU","ES 0021 0000 1233 2762 DK0F",567460538,"ELIZMENDI Prox 37 (DEPÓSITO NUEVO DE ASTEASU,\"DIPUTACIÓN\"), ASTEASU 20159, GIPUZKOA ","ASTEASU","2.0 A          ","3X400/230                               ",6420,0,0,0,0,0,1231,0,0,0,0,0,{"v":1231,"d":"1,231"},38.043426]
["ALIVIADERO ASTEASU","ES 0021 0000 1277 9865 ZG0F",566910240,"BELLABARA, 9-1,Bajo (ALIVIADERO, TANQUE DE TORMENTA), ASTEASU, 20159, GIPUZKOA ","ASTEASU","2.0 A          ","3X400/230                               ",6920,0,0,0,0,0,233,0,0,0,0,0,233,38.043426]
["ANDATZARRATZE NNAA","ES 0021 0000 0314 2738 ES0F",566910408,"GOI BALLARA, 92 B , BAJO , 1 20159-ASTEASU - GIPUZKOA ","ASTEASU","2.0 A          ","1X220                                   ",3300,0,0,0,0,0,2404,0,0,0,0,0,{"v":2404,"d":"2,404"},38.043426]
["C. CLORACION AIA (ATAUN)(CLORADORA GENERAL)","ES 0021 0000 0314 3020 BK0F",566909443," AIA AUZOA  7-1,  Bajo-1 (CASETA CLORACIÓN AIA). ATAUN, 20211, GIPUZKOA ","ATAUN","2.0 A          ","3X380/220                               ",3300,0,0,0,0,0,33,0,0,0,0,0,33,38.043426]
["DEPÓSITO BOMBEO AIA ","ES 0021 0000 0314 3028 NY0F",566908694," AIA AUZOA  11-1,  Bajo-1 (DEPOSITO BOMBEO AIA). ATAUN, 20211, GIPUZKOA ","ATAUN","2.0 A          ","3X380/220                               ",9900,0,0,0,0,0,16637,0,0,0,0,0,{"v":16637,"d":"16,637"},38.043426]
["ESTACIÓN DE AFOROS DE AIA ITURRIETA","ES 0021 0000 0314 3030 NP0F",566908980," AIA AUZOA  11-1,  Bajo-4 (CAPTACIÓN AIAITURRIETA). ATAUN, 20211, GIPUZKOA ","ATAUN","2.0 A          ","3X380/220                               ",3300,0,0,0,0,0,83,0,0,0,0,0,83,38.043426]
["DEPOSITO DE URKILLAGA","ES 0021 0000 0314 3051 JY0F",566910196," AIA AUZOA  20-1,   (DEPOSITO DE URKILLAGA). ATAUN, 20211, GIPUZKOA ","ATAUN","2.0 A          ","1X220                                   ",3300,0,0,0,0,0,188,0,0,0,0,0,188,38.043426]
["DEPÓSITO ERGOIENA","ES 0021 0000 1161 1270 NQ0F",567025100,"ERGOIENA AUZOA PROX 17.(DEPÓSITO ERGOIENA) ATAUN, 20211, GIPUZKOA ","ATAUN","2.0 A          ","3X400/230                               ",6920,0,0,0,0,0,4202,0,0,0,0,0,{"v":4202,"d":"4,202"},38.043426]
["DEPOSITO DE SAN MARTÍN","ES 0021 0000 0314 3920 MR0F",566910007," BO USTATXO ALDEA 20, 1,,   (DEPOSITO DE SAN MARTÍN). ATAUN, 20211, GIPUZKOA ","ATAUN","2.0 A          ","1X220                                   ",3300,0,0,0,0,0,4720,0,0,0,0,0,{"v":4720,"d":"4,720"},38.043426]
["BOMBEO DE SAN GREGORIO/MUÑOA","ES 0021 0000 1128 9695 SG0F",566909297," MURKONDO AUZOA prox 12 (GIPUZKOAKO URAK),   (GIPUZKOAKO URAK). ATAUN, 20211, GIPUZKOA ","ATAUN","2.0 A          ","3X380/220                               ",6600,0,0,0,0,0,152,0,0,0,0,0,152,38.043426]
["GRUPO DE PRESIÓN ARRATETA","ES 0021 0000 1637 3175 YR0F",567024088," USTATXO ALDEA  1-1, ( GRUPO DE PRESIÓN). ATAUN, 20211, GIPUZKOA ","ATAUN","2.0 A          ","3X400/230                               ",6928,0,0,0,0,0,850,0,0,0,0,0,850,38.043426]
["DEPOSITO AMUNDARAIN","ES 0021 0000 1932 4994 YT0F",567012724,"SUKI ALDEA, 7-BIS , BAJO , 1 20211-ATAUN - GIPUZKOA ","ATAUN","2.0 A          ","1X230                                   ",1150,0,0,0,0,0,6291,0,0,0,0,0,{"v":6291,"d":"6,291"},38.043426]
["DEPOSITO ATXABALETA","ES 0021 0000 0314 6008 AL0F",566908414," ATXABALETA KALEA, PROX8 , BAJO , 1 20720-AZKOITIA - GIPUZKOA GIPUZKOA ","AZKOITIA","2.0 A          ","3X380/220                               ",9900,0,0,0,0,0,3978,0,0,0,0,0,{"v":3978,"d":"3,978"},38.043426]
["DEPOSITO MADARIAGA","ES 0021 0000 0315 0197 RE0F",566908920,"MADARIAGA AUZOA, 105 2 , BAJO , 1 20720-AZKOITIA - GIPUZKOA ","AZKOITIA","2.0 A          ","3X380/220                               ",9900,0,0,0,0,0,2469,0,0,0,0,0,{"v":2469,"d":"2,469"},38.043426]
["DEPOSITO MEKOLETA","ES 0021 0000 0314 7801 NH0F",566908931," ELGOIBAR CARRETERA, 90 1 , BAJO , 1 20720-AZKOITIA - GIPUZKOA ","AZKOITIA","2.0 A          ","3X380/220                               ",6600,0,0,0,0,0,331,0,0,0,0,0,331,38.043426]
["SONDEO MADARIAGA","ES 0021 0000 0315 0198 WT0F",566908610," MADARIAGA AUZOA, 105 2 , BAJO , 2 20720-AZKOITIA - GIPUZKOA ","AZKOITIA","2.0 A          ","3X380/220                               ",6600,0,0,0,0,0,1976,0,0,0,0,0,{"v":1976,"d":"1,976"},38.043426]
["OFICINA AZKOITIA","ES 0021 0000 0314 5076 DF0F",566910081,"AINGERU KALEA, 14 , BAJO , 2 20720-AZKOITIA - GIPUZKOA ","AZKOITIA","2.0 A          ","1X220                                   ",5760,0,0,0,0,0,8633,0,0,0,0,0,{"v":8633,"d":"8,633"},38.043426]
["BBO. RESIDUALES IPINTZA","ES 0021 0000 1934 0330 MHOF",567138902,"BBO. IPINTZA O BIS, AGUAS, BJO-1 AZKOITIA 20720 GIPUZKOA ","AZKOITIA","2.0 A          ","3X400/230                               ",6928,0,0,0,0,0,474,0,0,0,0,0,474,38.043426]
["DEPÓSITO DE DANONA","ES 0021 0000 0315 4453 AT0F",566909893," IZARRAITZ AUZOA  14-1,  Bajo-2 (DEPÓSITO DE DANONA). AZPEITIA, 20730, GIPUZKOA ","AZPEITIA","2.0 A          ","1X220                                   ",3300,0,0,0,0,0,934,0,0,0,0,0,934,38.043426]
["C. DERIVACIÓN AZKOITIA","ES 0021 0000 0315 8734 MA0F",566908827," OÑATZ BIDEA  2,  Bajo-1 (C. DERIVACIÓN AZKOITIA). AZPEITIA, 20730, GIPUZKOA ","AZPEITIA","2.0 A          ","2X220                                   ",3300,0,0,0,0,0,216,0,0,0,0,0,216,38.043426]
["DEPOSITO EGURTZA","ES 0021 0000 0315 4476 GT0F",566908815,"IZARRAITZ AUZOA 70 BA 2. AZPEITIA20730, GIPUZKOA ","AZPEITIA","2.0 A          ","1X220                                   ",1100,0,0,0,0,0,351,0,0,0,0,0,351,38.043426]
["BOMBEO EGURTZA ( KIRURI )","ES 0021 0000 0315 8876 BF0F",567177853,"LOIOLA NUCLEO 23 1 BA 1. AZPEITIA20730, GIPUZKOA ","AZPEITIA","2.0 A          ","3X400/230                               ",6928,0,0,0,0,0,5870,0,0,0,0,0,{"v":5870,"d":"5,870"},38.043426]
["BOMBEO TELLERIA","ES 0021 0000 0315 8827 DG0F",566908992,"LOIOLA AUZOA PR 127 1. AZPEITIA20730, GIPUZKOA ","AZPEITIA","2.0 A          ","3X380/220                               ",6600,0,0,0,0,0,994,0,0,0,0,0,994,38.043426]
["DEPOSITO ARATZ ERREKA","ES 0021 0000 0315 1572 SV0F",566908967,"ARATZ ERREKA AUZOA 256 2 BA 1. AZPEITIA20730, GIPUZKOA ","AZPEITIA","2.0 A          ","3X380/220                               ",6600,0,0,0,0,0,1119,0,0,0,0,0,{"v":1119,"d":"1,119"},38.043426]
["DEPOSITO ODRIA","ES 0021 0000 1067 4004 HT0F",566909960,"ODRIA AUZOA 449 1 BA. AZPEITIA20730, GIPUZKOA ","AZPEITIA","2.0 A          ","1X220                                   ",2200,0,0,0,0,0,5086,0,0,0,0,0,{"v":5086,"d":"5,086"},38.043426]
["DEPOSITO OÑATZ","ES 0021 0000 0315 6010 RQ0F",566909856,"OÑATZ AUZOA PR 181 BA. AZPEITIA20730, GIPUZKOA ","AZPEITIA","2.0 A          ","1X230                                   ",3450,0,0,0,0,0,5042,0,0,0,0,0,{"v":5042,"d":"5,042"},38.043426]
["BOMBEO AGITE","ES 0021 0000 1259 2769 KJ0F",567024040,"LOIOLA AUZOA 103 1 BA 3. AZPEITIA20730, GIPUZKOA ","AZPEITIA","2.0 A          ","3X400/230                               ",6928,0,0,0,0,0,637,0,0,0,0,0,637,38.043426]
["OFICINA AZPEITIA","ES 0021 0000 0315 2818 TK0F",567024052,"ERDI KALEA 18 BA 4. AZPEITIA20730, GIPUZKOA ","AZPEITIA","2.0 A          ","1X230                                   ",3450,0,0,0,0,0,3898,0,0,0,0,0,{"v":3898,"d":"3,898"},38.043426]
["CASETA DERIVACIÓN UGARTEMENDI","ES 0021 0000 0316 6095 AG0F",566908748," UGARTEMENDI AUZOA  4-1,  Bajo-1 (CASETA DERIVACIÓN UGARTEMENDI). BEASAIN, 20200, GIPUZKOA ","BEASAIN","2.0 A          ","3X380/220                               ",3300,0,0,0,0,0,2230,0,0,0,0,0,{"v":2230,"d":"2,230"},38.043426]
["DEPÓSITO LOINATZ/BOMBEO RED BAJA ","ES 0021 0000 0316 6337 JQ0F",566908852," LOINATZ AUZOA  15-1,  Bajo-1 (ETAP DEPÓSITO LOINATZ). BEASAIN, 20200, GIPUZKOA ","BEASAIN","2.0 A          ","3X380/220                               ",9900,0,0,0,0,0,6096,0,0,0,0,0,{"v":6096,"d":"6,096"},38.043426]
["CASETA DERIVACIÓN LOINATZ","ES 0021 0000 0316 6339 JH0F",566908864," LOINATZ AUZOA  13-1,  Bajo-1 (CASETA DERIVACIÓN LOINATZ). BEASAIN, 20200, GIPUZKOA ","BEASAIN","2.0 A          ","3X380/220                               ",6600,0,0,0,0,0,926,0,0,0,0,0,926,38.043426]
["CASETA DERIVACIÓN SALBATORE","ES 0021 0000 0316 6378 SB0F",566908773," SALBATORE AUZOA  15-2,  Bajo-1 (CASETA DERIVACIÓN SALBATORE). BEASAIN, 20200, GIPUZKOA ","BEASAIN","2.0 A          ","3X380/220                               ",3300,0,0,0,0,0,368,0,0,0,0,0,368,38.043426]
["ALIVIADERO ESTANDA","ES 0021 0000 1272 1987 GV0F",566904020,"KATEA KALEA,prox. 6 (ESTANDAKO ALIBIADEROA). BEASAIN, 20200, GIPUZKOA ","BEASAIN","2.0 A          ","3X400/230                               ",6928,0,0,0,0,0,914,0,0,0,0,0,914,38.043426]
["BOMBEO RESIDUALES IGARTZA","ES 0021 0000 1258 7800 NN0F",567461154,"IGARTZAKO PLAZ, prox.3 (BOMBEO IGARTZA, ANTES INDAR). BEASAIN, GIPUZKOA ","BEASAIN","2.0 A          ","3X400/230                               ",6920,0,0,0,0,0,798,0,0,0,0,0,798,38.043426]
["ALIVIADERO BEAS-11 (PORTERIA CAF)","ES 0021 0000 1301 2569 BV0F",567025159,"JOAN XXIII KALEA, PROX12 , BAJO 20200-BEASAIN - GIPUZKOA ","BEASAIN","2.0 A          ","3X400/230                               ",3464,0,0,0,0,0,216,0,0,0,0,0,216,38.043426]
["ALIVIADERO BEAS-3 IGARTZA","ES 0021 0000 1206 7189 DY0F",566909595," NAFARROA ETORBIDEA, 28 1 , BAJO 20200-BEASAIN - GIPUZKOA ","BEASAIN","2.0 A          ","3X400/230                               ",5196,0,0,0,0,0,431,0,0,0,0,0,431,38.043426]
["DEPOSITO ARTETA","ES 0021 0000 0316 2416 GM0F",566910160,"BEASAINMENDIA AUZOA, 25-1, (DEPÓSITO ARTETA). BEASAIN, 20200, GIPUZKOA ","BEASAIN","2.0 A          ","1X220                                   ",3300,0,0,0,0,0,173,0,0,0,0,0,173,38.043426]
["OFICINA BAJA BEASAIN","ES 0021 0000 0315 9528 QS0F",566910380,"BIDELUZE PLAZA, 1 , SOTANO1 , 2 20200-BEASAIN - GIPUZKOA ","BEASAIN","2.0 A          ","1X220                                   ",6600,0,0,0,0,0,5870,0,0,0,0,0,{"v":5870,"d":"5,870"},38.043426]
["BOMBEO  ARRIARAN - ITURRITZA","ES 0021 0000 0316 6158 MK",603678580,"ARRIARAN AUZOA , 27, escalera 1, BAJO – 20200 – BEASAIN","BEASAIN","2.0 A          ","3X400/230                               ",3800,0,0,0,0,0,334,0,0,0,0,0,334,38.043426]
["DEPOSITO URDANPILLETA","ES 0021 0000 0316 6736 PR0F",566909042,"URDANPILLETA 1-1 BAJO 1, (URDANPILLETA DEPOSITOA) 20739 BEIZAMA GIPUZKOA ","BEIZAMA","2.0 A          ","3X380                                   ",6600,0,0,0,0,0,9334,0,0,0,0,0,{"v":9334,"d":"9,334"},38.043426]
[" DEPOSITO ITURBURU","ES 0021 0000 0316 6649 GY0F",566908591,"AGINAMENDI 1 BAJO 1, (ITURBURU DEPOSITOA) 20739 BEIZAMA GIPUZKOA ","BEIZAMA","2.0 A          ","3X380/220                               ",9900,0,0,0,0,0,9579,0,0,0,0,0,{"v":9579,"d":"9,579"},38.043426]
["ERROTA MANANTIALA","ES 0021 0000 0316 6703 YZ0F",566909017,"BEIZAMA NUCLEO 14-1,  ( ERROTA KAPTAZIOA)20739 BEIZAMA GIPUZKOA ","BEIZAMA","2.0 A          ","3X380/220                               ",9900,0,0,0,0,0,913,0,0,0,0,0,913,38.043426]
["DEPOSITO ELIZALDE","ES 0021 0000 0316 6643 GT0F",566910020,"AGINAMENDI AUZOA 1-1 BAJO 1, (ELIZALDE DEPOSITOA) 20739 BEIZAMA GIPUZKOA ","BEIZAMA","2.0 A          ","1X220                                   ",2200,0,0,0,0,0,562,0,0,0,0,0,562,38.043426]
["EDAR BEIZAMA","ES 0021 0000 2115 6804 TK",601037534,"BEIZAMA NUCLEO, 7-BIS, BAJO  ( EDAR BEIZAMA ) 20739 BEIZAMA GIPUZKOA ","BEIZAMA","2.0 A          ","3X400/230                               ",6928,0,0,0,0,0,5345,0,0,0,0,0,{"v":5345,"d":"5,345"},38.043426]
["BOMBEO SANEAMIENTO BEIZAMA","ES 0021 0000 2186 1027 YF",605726541,"BEIZAMA NUCLEO, 1-2, BAJO  ( BOMBEO BEIZAMA ) 20739 BEIZAMA GIPUZKOA ","BEIZAMA","2.0 A          ","3X400/230                               ",3464,0,0,0,0,0,84,0,0,0,0,0,84,38.043426]
["DEPOSITO BELAUNTZA","ES 0021 0000 1064 8376 FV0F",567012682,"HIRIBURU, PROX32 , BAJO 20491-BELAUNTZA - GIPUZKOA ","BELAUNTZA","2.0 A          ","3X400/230                               ",6928,0,0,0,0,0,1685,0,0,0,0,0,{"v":1685,"d":"1,685"},38.043426]
["CASETA DERIVACIÓN BERGARA","ES 0021 0000 0347 0109 LG0F",566908529," GOIAUZOA  25,  Bajo-1 (CASETA DERIVACIÓN BERGARA). BERGARA, 20570, GIPUZKOA ","BERGARA","2.0 A          ","3X380/220                               ",3300,0,0,0,0,0,379,0,0,0,0,0,379,38.043426]
["CASETA DERIVACIÓN ANTZUOLA","ES 0021 0000 0347 1254 EE0F",566908438," IBARGARAI HIRIBIDEA prox 37,  Bajo-1 (CASETA DERIVACIÓN ANTZUOLA). BERGARA, 20570, GIPUZKOA ","BERGARA","2.0 A          ","3X380/220                               ",3300,0,0,0,0,0,476,0,0,0,0,0,476,38.043426]
["DEPÓSITO OSINTXU","ES 0021 0000 0347 3966 WC0F",566908440," OSINTXU AUZOA DISEMINADO  50-1,  Bajo-1 (DEPÓSITO OSINTXU). BERGARA, 20570, GIPUZKOA ","BERGARA","2.0 A          ","3X380/220                               ",3300,0,0,0,0,0,1113,0,0,0,0,0,{"v":1113,"d":"1,113"},38.043426]
["DEPOSITO ANGIOZAR","ES 0021 0000 0347 6458 LM0F",566908578," ANGIOZAR DISEMINADO  64-1,  Bajo-1 (DEPOSITO DE ANGIOZAR). BERGARA, 20570, GIPUZKOA ","BERGARA","2.0 A          ","3X380/220                               ",6600,0,0,0,0,0,2125,0,0,0,0,0,{"v":2125,"d":"2,125"},38.043426]
["DEPOSITO BOLU","ES 0021 0000 1263 4164 GP0F",566903957,"ARANE AUZOA, prox. 3, Bajo (DEPÓSITO DE BOLU) BERGARA,20750 GIPUZKOA ","BERGARA","2.0 A          ","3X400/230                               ",6920,0,0,0,0,0,962,0,0,0,0,0,962,38.043426]
["B.SAN JUAN ","ES 0021 0000 1163 3802 AP0F",566909820,"SAN JUAN AUZOA 1, BOMBA AGUA, BJO, PROX, BERGARA, 20570, BERGARA, GIPUZKOA ","BERGARA","2.0 A          ","3X400/230                               ",6928,0,0,0,0,0,7721,0,0,0,0,0,{"v":7721,"d":"7,721"},38.043426]
["EDAR ANGIOZAR","ES 0021 0000 0347 6462 LD0F",566908232," ANGIOZAR DISEMINADO  93-2,  Bajo-1 (EDAR ANGIOZAR). BERGARA, 20570, GIPUZKOA ","BERGARA","2.0 A          ","3X380/220                               ",6600,0,0,0,0,0,17664,0,0,0,0,0,{"v":17664,"d":"17,664"},38.043426]
["ALIVIADERO BIDEBERRI","ES 0021 0000 0347 4780 SY0F",566908360,"SIMON ARRIETA PLAZA, 1-1 Bajo.(ALIVIADERO BIDEBERRI.SANEAMIENTO ALTA) BERGARA,20750 GIPUZKOA","BERGARA","2.0 A          ","3X400/230                               ",3464,0,0,0,0,0,424,0,0,0,0,0,424,38.043426]
["NNAA BERROBI","ES 0021 0000 0316 7852 XJ0F",566908657," OSPELA AUZOA  12-2,  Bajo-1 (DEPOSITO DE AGUAS). BERROBI, 20493, GIPUZKOA ","BERROBI","2.0 A          ","3X380/220                               ",9900,0,0,0,0,0,10983,0,0,0,0,0,{"v":10983,"d":"10,983"},38.043426]
["BOMBEO IRIARTE-ARMOIA","ES 0021 0000 0316 8026 HA0F",566910366," GOIAZ BARREIATUA prox 11,  Bajo-1 (BOMBAS DE AGUA). BIDEGOYAN, 20496, GIPUZKOA ","BIDEGOYAN","2.0 A          ","3X220                                   ",7600,0,0,0,0,0,2826,0,0,0,0,0,{"v":2826,"d":"2,826"},38.043426]
["DEPÓSITO LASTUR","ES 0021 0000 0317 6691 AC0F",566910410,"LASTUR GOIA AUZOA 17, MANANTIAL, BJO-1,1, DEBA, 20820, DEBA, GIPUZKOA ","DEBA","2.0 A          ","3X230/133                               ",5976,0,0,0,0,0,107.74,0,0,0,0,0,{"v":107.74,"d":"108"},38.043426]
["BOMBEO SAROBE","ES 0021 0000 0317 4932 LD",566903829,"- LASTUR BEHEA AUZOA PORTAL 7-1, BAJO-1. DEBA, 20820, GIPUZKOA ","DEBA","2.0 A          ","3X380/220                               ",9900,0,0,0,0,0,4213,0,0,0,0,0,{"v":4213,"d":"4,213"},38.043426]
["DEPOSITO ITZIAR","ES 0021 0000 0317 3719 NS0F",567683278," ARRIOLA AUZOA  7-3,  Bajo-1 (DEPÓSITO ITZIAR). DEBA, 20820, GIPUZKOA ","DEBA","2.0 A          ","3X380/220                               ",6600,0,0,0,0,0,718,0,0,0,0,0,718,38.043426]
["DEPOSITO ISTIÑA","ES 0021 0000 0317 6781 FH0F",566908839," ARZABAL DISEMINADO  8-1,  Bajo-1 (DEPOSITO ISTIÑA). DEBA, 20820, GIPUZKOA ","DEBA","2.0 A          ","3X400/230                               ",3800,0,0,0,0,0,336,0,0,0,0,0,336,38.043426]
["BOMBEO A ELORRIAGA","ES 0021 0000 0317 4249 NQ0F",566908761," ELORRIAGA AUZOA  12-1 (GRUPO BOMBEO),  Bajo (BOMBAS AGUA). DEBA, 20829, GIPUZKOA ","DEBA","2.0 A          ","3X380/220                               ",9900,0,0,0,0,0,3553,0,0,0,0,0,{"v":3553,"d":"3,553"},38.043426]
["BOMBEO KORTABERRI BASERRIA","ES 0021 0000 0317 4928 LM0F",566908736," LASTUR BEHEA AUZOA  9 (KORTABERRI BASERRIA),  Bajo-2. DEBA, 20829, GIPUZKOA ","DEBA","2.0 A          ","3X380/220                               ",3300,0,0,0,0,0,272,0,0,0,0,0,272,38.043426]
["BOMBEO ALDAZABAL","ES 0021 0000 0317 6685 AZ0F",566909091," LASTUR GOIA AUZOA  6-1,  Bajo-1 (BOMBAS DE AGUA). DEBA, 20829, GIPUZKOA ","DEBA","2.0 A          ","3X380/220                               ",9900,0,0,0,0,0,2626,0,0,0,0,0,{"v":2626,"d":"2,626"},38.043426]
["OFICINA BAJA DEBA","ES 0021 0000 1385 1303 TX0F",566909558," ITUR KALEA, 2 , BAJO , 5 20820-DEBA - GIPUZKOA ","DEBA","2.0 A          ","1X230                                   ",6900,0,0,0,0,0,10848,0,0,0,0,0,{"v":10848,"d":"10,848"},38.043426]
["BOMBEO SANEAMIENTO ITURKALE","ES 0021 0000 1740 5100 EP0F",567460460,"GURUTZE KALEA, 1 1 , BAJO , 4 20820-DEBA - GIPUZKOA ","DEBA","2.0 A          ","3X400/230                               ",5196,0,0,0,0,0,762,0,0,0,0,0,762,38.043426]
["OFICINA EIBAR","ES 0021 0000 0319 0459 GB0F",566909911," TXALTXA ZELAI KALEA  24,  Bajo-2 (OFICINA). EIBAR, 20600, GIPUZKOA ","EIBAR","2.0 A          ","1X220                                   ",6600,0,0,0,0,0,13123,0,0,0,0,0,{"v":13123,"d":"13,123"},38.043426]
["BOMBEO MIRAFLORES","ES 0021 0000 0319 3861 ZD0F",566909194,"ARRATE BALLE, 6-1, Bajo 1(BOMBEO MIRAFLORES). EIBAR 20600, GIPUZKOA .","EIBAR","2.0 A          ","3X380/220                               ",6600,0,0,0,0,0,5090,0,0,0,0,0,{"v":5090,"d":"5,090"},38.043426]
["BOMBEO DE AGUA BRUTA","ES 0021 0000 0318 5813 DB0F",566909972,"MANDIOLA BALLE, 6-1, Bajo 1 (BOMBEO FUENTE USARTZA). EIBAR 20600, GIPUZKOA .","EIBAR","2.0 A          ","1X220                                   ",2200,0,0,0,0,0,383,0,0,0,0,0,383,38.043426]
["DEPOSITO ERISONO","ES 0021 0000 1851 9891 FN0F",567013017,"IÑAKI GOENAGA KALEA PR 10 BA 2. - EIBAR 20600 -(DEPÓSITO ERISONO)  GIPUZKOA ","EIBAR","2.0 A          ","3X400/230                               ",6928,0,0,0,0,0,5505,0,0,0,0,0,{"v":5505,"d":"5,505"},38.043426]
["DEPÓSITO ITURBURU","ES 0021 0000 1532 5559 CN0F",566909250,"MANDIOLA BALLE, PROX31 , BAJO , 1 20600-EIBAR - GIPUZKOA ","EIBAR","2.0 A          ","3X400/230                               ",6928,0,0,0,0,0,571,0,0,0,0,0,571,38.043426]
["NNAA ELDUAIEN","ES 0021 0000 0319 4268 DW0F",566909236," ELDUAIN HIRIGUNEA  62-1,   (DEPOSITO DE AGUAS). ELDUAIN, 20493, GIPUZKOA ","ELDUAIN","2.0 A          ","3X400/230                               ",9900,0,0,0,0,0,2455,0,0,0,0,0,{"v":2455,"d":"2,455"},38.043426]
["DEPOSITO ELGETA","ES 0021 0000 0320 1282 SR0F",566909030," ANZUATEGI AUZOA  7-2,  Bajo-1 (DEPÓSITO ELGETA). ELGETA, 20690, GIPUZKOA ","ELGETA","2.0 A          ","3X380/220                               ",6600,0,0,0,0,0,5533,0,0,0,0,0,{"v":5533,"d":"5,533"},38.043426]
["PRESA AIXOLA-CASETA AFOROS","ES 0021 0000 0320 0871 CG0F",566909339," AIXOLA AUZOA prox 2,  Bajo-1 (PRESA. CASETA AFOROS). ELGETA, 20690, GIPUZKOA ","ELGETA","2.0 A          ","3X380/220                               ",3300,0,0,0,0,0,420,0,0,0,0,0,420,38.043426]
["DEPOSITO ALTZOLA","ES 0021 0000 0319 9318 KS0F",566909273,"BAINUETXEKO ZUMARDIA,prox 3, bajo 1(DEPÓSITO ALTZOLA).ELGOIBAR, GIPUZKOLA ","ELGOIBAR","2.0 A          ","3X380/220                               ",3300,0,0,0,0,0,770,0,0,0,0,0,770,38.043426]
["DEPÓSITO ARRIAGA/INDUSTRIALDEA","ES 0021 0000 0319 4551 KD0F",566909029,"ARRIAGA BAILARA, 2-1 Bajo 1 (DEPÓSITO ARRIAGA/INDUSTRIALDEA) ELGOIBAR, GIPUZKOA ","ELGOIBAR","2.0 A          ","3X380/220                               ",6600,0,0,0,0,0,705,0,0,0,0,0,705,38.043426]
["B. ARQUETA Nº 2 SAN MIGUEL \"KASKANTE\"","ES 0021 0000 1635 5144 GW0F",567200164,"WH AIASTIA BAILARA 12, SAN MIGEL, 20870, ELGOIBAR, GIPUZKOA ","ELGOIBAR","2.0 A          ","3X400/230                               ",6928,0,0,0,0,0,113,0,0,0,0,0,113,38.043426]
["D. Nº1 SAN MIGUEL","ES 0021 0000 1635 5149 GF0F",567012748,"WH AIASTIA BAILARA 13, BJO-1,PROX., SAN MIGEL, 20870, ELGOIBAR, GIPUZKOA ","ELGOIBAR","2.0 A          ","3X400/230                               ",6928,0,0,0,0,0,2065,0,0,0,0,0,{"v":2065,"d":"2,065"},38.043426]
["B. ARQUETA Nº 3 SAN MIGUEL \"BERTOSO\"","ES 0021 0000 1635 5152 GX0F",567012700,"WH AIASTIA BAILARA 6, BJO-1,PROX., SAN MIGEL, 20870, ELGOIBAR, GIPUZKOA ","ELGOIBAR","2.0 A          ","3X400/230                               ",6928,0,0,0,0,0,249,0,0,0,0,0,249,38.043426]
["D. Nº 2 SAN MIGUEL","ES 0021 0000 1635 5226 FS0F",567012414,"WH AIASTIA BAILARA 38, BJO-1, SAN MIGEL, 20870, ELGOIBAR, GIPUZKOA ","ELGOIBAR","2.0 A          ","3X400/230                               ",6928,0,0,0,0,0,4962,0,0,0,0,0,{"v":4962,"d":"4,962"},38.043426]
["B. ARQUETA Nº 7  SAN MIGUEL \"BELAUSTEGI\"","ES 0021 0000 1635 5230 FL0F",567012402,"WH AIASTIA BAILARA 44, BJO-1,PROX., SAN MIGEL, 20870, ELGOIBAR, GIPUZKOA ","ELGOIBAR","2.0 A          ","3X400/230                               ",6928,0,0,0,0,0,82,0,0,0,0,0,82,38.043426]
["OFICINA ELGOIBAR","ES 0021 0000 0319 4470 VC0F",567025081,"ANTONIO ARRILLAGA KALEA 12 Bajo, 3 (BULEGOA), (GIPUZKOAKO URAK). ELGOIBAR, 20870, GIPUZKOA ","ELGOIBAR","2.0 A          ","1X230                                   ",3450,0,0,0,0,0,8013,0,0,0,0,0,{"v":8013,"d":"8,013"},38.043426]
["DEPÓSITO AITZ BIZKAR, SIGMA","ES 0021 0000 0319 5479 SV0F",566909212,"EULOGIO ESTARTA 10-1, Bajo 1 (DEPÓSITO AITZ BIZKAR, SIGMA)ELGOIBAR, GIPUZKOA ","ELGOIBAR","2.0 A          ","3X380/220                               ",3300,0,0,0,0,0,77,0,0,0,0,0,77,38.043426]
["DEPÓSITO AGERRE","ES 0021 0000 0320 0057 FH0F",566909121,"AZKUE BAILARA (SAN ROKE), 16-1 BAJO 1 (DEPÓSITO AGERRE) ELGOIBAR, GIPUZKOA ","ELGOIBAR","2.0 A          ","3X380/220                               ",6600,0,0,0,0,0,379,0,0,0,0,0,379,38.043426]
["DEPÓSITO SALBADOREBURU","ES 0021 0000 0319 9661 JJ0F",566910329,"IDOTORBE BAILARA (SAN PEDRO), 1 BAJO 1 (DEPÓSITO SALBADOREBURU) ELGOIBAR, GIPUZKOA ","ELGOIBAR","2.0 A          ","3X380/220                               ",6600,0,0,0,0,0,3,0,0,0,0,0,3,38.043426]
["DEPÓSITO ALBITXURI","ES 0021 0000 1170 2149 FE0F",566910238,"SALLOBENTE-ERMUARAN BAILARA - SAN LOREN prox. 53, Bajo (DEPÓSITO ALBITXURI) ELGOIBAR, GIPUZKOA ","ELGOIBAR","2.0 A          ","1X230                                   ",2300,0,0,0,0,0,442,0,0,0,0,0,442,38.043426]
["DEPOSITO ERREBALBURU","ES 0021 0000 0974 5459 BB0F ",567139244,"ERREBALBURU 4, BJO-3, ERMUA, 48260, ERMUA, BIZKAIA ","ERMUA","2.0 A          ","2X220                                   ",1100,0,0,0,0,0,237,0,0,0,0,0,237,38.043426]
["DEPOSITO MAIAMENDI","ES 0021 0000 1610 7683 PK0F",567246188,"BETIONDO 24, PROX, ERMUA, 48260, ERMUA, BIZKAIA ","ERMUA","2.0 A          ","1X230                                   ",6900,0,0,0,0,0,4308,0,0,0,0,0,{"v":4308,"d":"4,308"},38.043426]
["OFICINA ERMUA","ES 0021 0000 2063 2473 LK",567012633,"PLAZA SANTIAGO Nº 3 BAJO (OFICINA DE ERMUA) 48260 ERMUA - BIZKAIA ","ERMUA","2.0 A          ","1X230                                   ",4600,0,0,0,0,0,8858,0,0,0,0,0,{"v":8858,"d":"8,858"},38.043426]
["DEPOSITO ERREZIL","ES 0021 0000 1035 8542 XY0F",567156254," ARTZAILUZ AUZOA  35-1,   (DEPOSITO ERREZIL). ERREZIL, 20737,GIPUZKOA ","ERREZIL","2.0 A          ","3X380/220                               ",6600,0,0,0,0,0,399,0,0,0,0,0,399,38.043426]
["CASETA REGULACION ZELAITXUETA","ES 0021 0000 0320 3536 KR0F",566909522," ESKORIATZA DISEMINADO  1-1,  Bajo-1 (C. REGULACIÓN ZELAITXUETA) ESKORIATZA, 20540, GIPUZKOA ","ESKORIATZA","2.0 A          ","3X380/220                               ",3300,0,0,0,0,0,852,0,0,0,0,0,852,38.043426]
["BOMBEO RESIDUALES TESA","ES 0021 0000 0320 1968 KC0F",566909157," ARANBURUZABALA KALEA  27-1 (GIPUZKOAKO URAK),  Bajo-1 (BOMBEO TESA). ESKORIATZA, 20540, GIPUZKOA ","ESKORIATZA","2.0 A          ","3X380/220                               ",9900,0,0,0,0,0,4538,0,0,0,0,0,{"v":4538,"d":"4,538"},38.043426]
["DEPOSITO ITSASO, DIPU","ES 0021 0000 1277 3599 VV0F",566909649,"ITSASO ALEGIA NUCLEO, prox. 3 (DEPÓSITO ITSASO. DIPU). EZKIO ITSASO,20709, GIPUZKOA ","EZKIO-ITSASO","2.0 A          ","3X400/230                               ",6928,0,0,0,0,0,5046,0,0,0,0,0,{"v":5046,"d":"5,046"},38.043426]
["DEPÓSITO EZKIO ALTO","ES 0021 000 0224 84781 DR",625623046,"EZKIO NUCLEO, 2-PROX, Bajo 1 EZKIO ITSASO- GIPUZKOA","EZKIO-ITSASO","2.0 A          ","3X400/230  ",3464,0,0,0,0,0,2444,0,0,0,0,0,{"v":2444,"d":"2,444"},38.043426]
["ALIVIADERO SANTA LUZIA","ES 0021 0000 1265 4774 AX0F",566904123,"ITSASO ALEGIA DISEMINADO, prox. 10 (SANTA LUTXIKO ALIBIADEROA). EZKIO ITSASO,20709, GIPUZKOA ","EZKIO-ITSASO","2.0 A          ","1X230                                   ",345,0,0,0,0,0,383,0,0,0,0,0,383,38.043426]
["DEPOSITO GABIRIA","ES 0021 0000 1127 4573 RQ0F",566909832," GABIRIA GUNEA  7-2 (DEPOSITO AGUAS),  Bajo (DEPOSITO AGUAS). GABIRIA, 20217, GIPUZKOA ","GABIRIA","2.0 A          ","3X380/220                               ",3300,0,0,0,0,0,959,0,0,0,0,0,959,38.043426]
["ALIVIADERO GABIRIA","ES 0021 0000 2227 7419 DF",632309003,"UGARANA AUZOA, 2-PROX, Bajo BOMB 20217 GABIRIA- GIPUZKOA ","GABIRIA","2.0 A          ","3X400/230  ",6928,0,0,0,0,0,219,0,0,0,0,0,219,38.043426]
["DEPOSITO GAINTZA","ES 0021 0000 1040 3869 AT0F",566909662," GAINZA DISEMINADO prox 9 (DEPOSITO DE GAINTZA),  Bajo . GAINZA, 20248, GIPUZKOA ","GAINZA","2.0 A          ","3X380/220                               ",6600,0,0,0,0,0,2486,0,0,0,0,0,{"v":2486,"d":"2,486"},38.043426]
["DEPOSITO ASKIZU","ES 0021 0000 0321 6277 TT0F",566909108," ASKIZU AUZOA  14-1 (DEPÓSITO ASKIZU),  Bajo-1. GETARIA, 20808, GIPUZKOA ","GETARIA","2.0 A          ","3X400/230                               ",6600,0,0,0,0,0,923,0,0,0,0,0,923,38.043426]
["BOMBEO MEAGAS-ELKANO","ES 0021 0000 1333 1356 AR0F",566909601,"MEAGAS AUZOA, prox. 4,(BOMBEO MEAGAS-ELKANO), GETARIA 20808. GIPUZKOA ","GETARIA","2.0 A          ","3X400/230                               ",6928,0,0,0,0,0,5937,0,0,0,0,0,{"v":5937,"d":"5,937"},38.043426]
["BOMBEO RESIDUALES PUERTO. NAUTIKO","ES 0021 0000 1385 8256 AV0F",566909352,"PORTUA, 1-bis, Bajo 1 (BOMBEO RESIDUALES PUERTO. NAUTIKO). GETARIA 20808. GIPUZKOA ","GETARIA","2.0 A          ","3X400/230                               ",6928,0,0,0,0,0,600,0,0,0,0,0,600,38.043426]
["BOMBEO RESIDUALES PUERTO. GURUTZE GORRIA","ES 0021 0000 1385 8563 VW0F",566909303,"PORTUA, 25-bis, Bajo 1 (BOMBEO RESIDUALES PUERTO. GURUTZE GORRIA). GETARIA 20808. GIPUZKOA ","GETARIA","2.0 A          ","3X400/230                               ",6928,0,0,0,0,0,1215,0,0,0,0,0,{"v":1215,"d":"1,215"},38.043426]
["BOMBEO RESIDUALES PUERTO. ITXAS ETXEA","ES 0021 0000 1385 8562 VR0F",566909741,"PORTUA, 18-bis, Bajo 1 (BOMBEO RESIDUALES PUERTO. ITXAS ETXEA). GETARIA 20808. GIPUZKOA ","GETARIA","2.0 A          ","3X400/230                               ",6928,0,0,0,0,0,3100,0,0,0,0,0,{"v":3100,"d":"3,100"},38.043426]
["BOMBEO RESIDUALES INDAUX","ES 0021 0000 2044 1558 EY0F",567138860,"BO SAN PRUDENTZIO 22, ESC.2, BJO-1, GETARIA, 20808, GETARIA, GIPUZKOA ","GETARIA","2.0 A          ","3X400/230                               ",6928,0,0,0,0,0,5238,0,0,0,0,0,{"v":5238,"d":"5,238"},38.043426]
["DERIVACION HERNIALDE","ES 0021 0000 1361 2800 AV0F",566909765," OLOTZA BALLARA, PROX18 , BAJO 20494-HERNIALDE - GIPUZKOA ","HERNIALDE","2.0 A          ","1X230                                   ",3450,0,0,0,0,0,501,0,0,0,0,0,501,38.043426]
["DEPÓSITO IZASKUN","ES 0021 0000 0323 0200 FP0F",566909080,"IZASKUNBURU AUZOA.35-2 Bajo  (DEPÓSITO IZASKUN).IBARRA 20400 GIPUZKOA ","IBARRA","2.0 A          ","3X400/230                               ",6928,0,0,0,0,0,6218,0,0,0,0,0,{"v":6218,"d":"6,218"},38.043426]
["BOMBEO ORIOTAPEA (IZASKUN)","ES 0021 0000 0323 0124 GR0F",566909560,"ORIETAPEA AUZOA 10-1 Bajo (BOMBEO TXULONE, grupo presión a Bº Izaskun) IBARRA 20400 GIPUZKOA ","IBARRA","2.0 A          ","3X380/220                               ",9900,0,0,0,0,0,217,0,0,0,0,0,217,38.043426]
["DEPÓSITO IKAZTEGIETA","ES 0021 0000 0323 1746 MJ0F",566908116,"IKAZTEGIETA DISEMINADO, 26-1,Bajo (DEPÓSITO IKAZTEGIETA). IKAZTEGIETA, 20267. GIPUZKOA ","IKAZTEGIETA","2.0 A          ","3X400/230                               ",6920,0,0,0,0,0,3096,0,0,0,0,0,{"v":3096,"d":"3,096"},38.043426]
["CAP.POLIGONO INDUSTRIA ","ES 0021 0000 0326 6678 YP0F",566904135,"LASKIBAR BAILARA 2, BOMBA AGUA, BJO-7, IRURA, 20271, IRURA, GIPUZKOA ","IRURA","2.0 A          ","3X220                                   ",1195,1195,1195,0,0,0,70,0,0,0,0,0,70,38.043426]
["CASETA DERIVACIÓN IRURA","ES 0021 0000 1115 1995 PM0F",566904032,"IBAI-ONDO BAILARA 2, PROX (CASETA DERIVACIÓN IRURA). IRURA, 20270. GIPUZKOA ","IRURA","2.0 A          ","3X400/230                               ",6600,0,0,0,0,0,312,0,0,0,0,0,312,38.043426]
["BOMBEO RESIDUALES ANOETA","ES 0021 0000 1794 9324 VYOF",567460599,"ETXEZARRETA KALEA, PROX7 , BAJO , 1 20271-IRURA - GIPUZKOA ","IRURA","2.0 A          ","3X400/230                               ",6928,0,0,0,0,0,4386,0,0,0,0,0,{"v":4386,"d":"4,386"},38.043426]
["DEP.IBIUR IRURA + BBO IRURA (ES EXTERIOR)","ES 0021 0000 0326 7211 YN0F",566908165,"ZILLAR KALEA 11,1, bajo 20271 IRURA GIPUZKOA ","IRURA","2.0 A          ","3X400/230                               ",6600,0,0,0,0,0,2193,0,0,0,0,0,{"v":2193,"d":"2,193"},38.043426]
["CASETA DERIVACIÓN ITSASONDO","ES 0021 0000 0326 7287 DL0F",566907823," BEKO KALE prox 1,   (CASETA DERIVACIÓN ITSASONDO). ITSASONDO, 20249, GIPUZKOA ","ITSASONDO","2.0 A          ","3X380/220                               ",6600,0,0,0,0,0,357,0,0,0,0,0,357,38.043426]
["CASETA DE REGULACION ITSASONDO","ES 0021 0000 0326 7467 VS0F",566907926," URKIKO BIDEA prox 4,   (CASETA DE REGULACION ITSAONDO). ITSASONDO, 20249, GIPUZKOA ","ITSASONDO","2.0 A          ","3X380/220                               ",6600,0,0,0,0,0,1158,0,0,0,0,0,{"v":1158,"d":"1,158"},38.043426]
["BOMBEO SANEAMIENTO IBAIONDO","ES 0021 0000 2216 1852 KS",615367549,"IBAIONDO INDUSTRIALDEA, 16-BIS, Bajo 1 ITSASONDO, 20249,  - GIPUZKOA ","ITSASONDO","2.0 A          ","3X400/230",6928,0,0,0,0,0,731,0,0,0,0,0,731,38.043426]
["NNAA LARRAUL","ES 0021 0000 0326 7680 AK0F",567460423," LARRAUL DISEMINADO  11-1,  Bajo-1 (BOMBAS DE AGUA). LARRAUL, 20159, GIPUZKOA ","LARRAUL","2.0 A          ","3X400/230                               ",9900,0,0,0,0,0,6463,0,0,0,0,0,{"v":6463,"d":"6,463"},38.043426]
["BOMBEO URDANTZETA","ES 0021 0000 0326 7693 GB0F",567461180," LARRAUL DISEMINADO  27-1,  Bajo (BOMBEO LARRAUL). LARRAUL, 20159, GIPUZKOA ","LARRAUL","2.0 A          ","3X380/220                               ",9900,0,0,0,0,0,875,0,0,0,0,0,875,38.043426]
["DISTRIBUIDORA DE LAZKAOMENDI","ES 0021 0000 0327 0364 MZ0F",566910070," LAZKAOMENDI AUZOA  3-3,  Bajo-1 (CASETA DISTRIBUIDORA). LAZKAO, 20210, GIPUZKOA ","LAZKAO","2.0 A          ","2X220                                   ",1100,0,0,0,0,0,1940,0,0,0,0,0,{"v":1940,"d":"1,940"},38.043426]
["CASETA DERIVACIÓN LAZKAO","ES 0021 0000 0327 0408 FN0F",566907902," LAZKAOMENDI AUZOA  3-1,  Bajo-1 (CASETA DERIVACIÓN LAZKAO). LAZKAO, 20210, GIPUZKOA ","LAZKAO","2.0 A          ","3X380/220                               ",3300,0,0,0,0,0,1247,0,0,0,0,0,{"v":1247,"d":"1,247"},38.043426]
["CASETA DERIVACIÓN CAF","ES 0021 0000 0327 0424 PM0F",566908001," SENPERE AUZOA  16-1,  Bajo-1 (CASETA DERIVACIÓN CAF). LAZKAO, 20210, GIPUZKOA ","LAZKAO","2.0 A          ","3X380/220                               ",3300,0,0,0,0,0,376,0,0,0,0,0,376,38.043426]
["CASETA DERIVACIÓN GALDOTZ","ES 0021 0000 0327 1738 LP0F",566907859," ELBARRENA AUZOA  45-1,  Bajo-1 (CASETA DERIVACIÓN GALDOTZ). LEGAZPI, 20230, GIPUZKOA ","LEGAZPI","2.0 A          ","3X380/220                               ",3300,0,0,0,0,0,1437,0,0,0,0,0,{"v":1437,"d":"1,437"},38.043426]
["BOMBEO BRINKOLA","ES 0021 0000 0327 2054 XW0F",567461233," BRINKOLA DISEMINADO  1-1,  Bajo-1 (BOMBEO BRINKOLA). LEGAZPI, 20230, GIPUZKOA ","LEGAZPI","2.0 A          ","3X380/220                               ",6600,0,0,0,0,0,2422,0,0,0,0,0,{"v":2422,"d":"2,422"},38.043426]
["BOMBEO INDUSTRIALDEA","ES 0021 0000 03275456 CT",569895364,"INDUSTRIALDEA PORTAL 23-1, BAJO-2. LEGAZPI, 20230, GIPUZKOA ","LEGAZPI","2.0 A          ","3X380/220                               ",9900,0,0,0,0,0,1646,0,0,0,0,0,{"v":1646,"d":"1,646"},38.043426]
["CASETA DERIVACIÓN LEGAZPIA","ES 0021 0000 0327 4449 EM0F",601835724," SAN MARTIN AUZOA  19-3,  Bajo-1 . (CASETA DERIVACIÓN LEGAZPIA) LEGAZPI, 20230, GIPUZKOA ","LEGAZPI","2.0 A          ","3X400/230                               ",5196,0,0,0,0,0,4579,0,0,0,0,0,{"v":4579,"d":"4,579"},38.043426]
["BOMBEO RESIDUALES BIKUÑA","ES 0021 0000 0327 1341 WW0F",567460680," ALMIRANTE BIKUÑA  3-1,   (BOMBEO). LEGAZPI, 20230, GIPUZKOA ","LEGAZPI","2.0 A          ","3X220/127                               ",6600,0,0,0,0,0,7910,0,0,0,0,0,{"v":7910,"d":"7,910"},38.043426]
["OFICINA LEGAZPIA","ES 0021 0000 0327 4654 PAOF",566910317," SATURNINO TELLERIA KALEA  3,  Bajo-1 (OFICINA). LEGAZPI, 20230, GIPUZKOA ","LEGAZPI","2.0 A          ","2X220                                   ",4400,0,0,0,0,0,4316,0,0,0,0,0,{"v":4316,"d":"4,316"},38.043426]
["C. DERIVACIÓN Y DEPÓSITO URTATZA","ES 0021 0000 21376265 CQ",580284270,"URTATZA EGIALDE AUZOA,10 PROX, Bajo LEGAZPI, GIPUZKOA ","LEGAZPI","2.0 A          ","3X400/230                               ",6928,0,0,0,0,0,1215,0,0,0,0,0,{"v":1215,"d":"1,215"},38.043426]
["DEPOSITO DE LEGORRETA","ES 0021 0000 0327 6567 EF0F",566908268," URDANETA AUZOA  1-1,   (DEPOSITO DE LEGORRETA). LEGORRETA, 20250, GIPUZKOA ","LEGORRETA","2.0 A          ","3X380/220                               ",6600,0,0,0,0,0,1231,0,0,0,0,0,{"v":1231,"d":"1,231"},38.043426]
["ALIVIADERO LEGORRETA","ES 0021 0000 1847 8721 BN0F",566904070,"BO SAN MIGUEL 3 BIS, BJO-1, ,   (ALIVIADERO DE LEGORRETA). LEGORRETA, 20250, GIPUZKOA ","LEGORRETA","2.0 A          ","1X230                                   ",3450,0,0,0,0,0,317,0,0,0,0,0,317,38.043426]
["NNAA LIZARTZA","ES 0021 0000 0328 0433 YD0F",566907835," LARTZALDE AUZOA  2-1,   (BOMBAS). LIZARTZA, 20490, GIPUZKOA ","LIZARTZA","2.0 A          ","3X380/220                               ",9900,0,0,0,0,0,2833,0,0,0,0,0,{"v":2833,"d":"2,833"},38.043426]
["CUEVA MANANTIAL IRABANETA","ES 0021 0000 0351 7752 CZ0F",566909900," GARAGARZA (ARANA ERREKA)  9-4,  Bajo-1 (CUEVA MANANTIAL IRABANETA). MENDARO, 20850, GIPUZKOA ","MENDARO","2.0 A          ","2X220                                   ",1100,0,0,0,0,0,12,0,0,0,0,0,12,38.043426]
["DEPOSITO AZPILGOETA","ES 0021 0000 1714 3658 VF0F",567012750,"PLAZA RURAL NUCLEO PR 19 1 BA-20850- MENDARO-GIPUZKOA ","MENDARO","2.0 A          ","1X230                                   ",2300,0,0,0,0,0,363,0,0,0,0,0,363,38.043426]
["DEPOSITO MUTILOA","ES 0021 0000 0329 6116 KY0F",566908220," LIERNI AUZOA  40-1,  Bajo-1 (DEPOSITO MUTILOA). MUTILOA, 20214, GIPUZKOA ","MUTILOA","2.0 A          ","3X380/220                               ",6600,0,0,0,0,0,1101,0,0,0,0,0,{"v":1101,"d":"1,101"},38.043426]
["DEPOSITO GABILONDO","ES 0021 0000 0329 4276 XY0F",566907999," MAGDALENA prox 13 (DEPOSITO GABILONDO),  Bajo-1. MUTRIKU, 20830, GIPUZKOA ","MUTRIKU","2.0 A          ","3X380/220                               ",3300,0,0,0,0,0,632,0,0,0,0,0,632,38.043426]
["BOMBEO URASANDI","ES 0021 0000 0329 3367 QV0F",567025172,"DEBA MUTRIKU CARRETERA,9-1,Bajo 2  MUTRIKU 20830, GIPUZKOA  URAZAMENDI KALEA 9","MUTRIKU","2.0 A          ","3X400/230                               ",6928,0,0,0,0,0,5409,0,0,0,0,0,{"v":5409,"d":"5,409"},38.043426]
["DEPOSITO SATURRARAN","ES 0021 0000 0329 5850 DQ0F",566908189,"MIJOA AUZOA PO 28 BA. (BOMBA DE AGUA). MUTRIKU, 20830, GIPUZKOA ","MUTRIKU","2.0 A          ","3X380/220                               ",3300,0,0,0,0,0,30,0,0,0,0,0,30,38.043426]
["BOMBEO KOSTOLA ","ES 0021 0000 0329 3662 YJ0F",566908013," IBIRI AUZOA prox 15,  Bajo-1 (BOMBAS AGUA). MUTRIKU, 20830, GIPUZKOA ","MUTRIKU","2.0 A          ","3X380/220                               ",3300,0,0,0,0,0,36,0,0,0,0,0,36,38.043426]
["DEPÓSITO ERBITXU","ES 0021 0000 0329 4159 MG0F",566910111," LARANGA AUZOA prox 30 (ANTENAS),  Bajo-2 (BOMBAS DE AGUA). MUTRIKU, 20830, GIPUZKOA ","MUTRIKU","2.0 A          ","1X220                                   ",1100,0,0,0,0,0,55,0,0,0,0,0,55,38.043426]
["BOMBEO  AGERRE-MIJOA","ES 0021 0000 1176 6496 ES0F",566909959,"MIJOA AUZOA, prox 9, Bajo (BOMBEO S. JERÓNIMO-PAGOAGA) MUTRIKU,20830, GIPUZKOA ","MUTRIKU","2.0 A          ","3X400/230                               ",6920,0,0,0,0,0,1552,0,0,0,0,0,{"v":1552,"d":"1,552"},38.043426]
["ALMACEN BAJA MUTRIKU","ES 0021 0000 1871 1045 SJ0F",567138914,"POLIGONO INDUSTRIAL ANTZOMENDI S/N Bº GALDONA 20830 MUTRIKU - GIPUZKOA ","MUTRIKU","2.0 A          ","1X230                                   ",5750,0,0,0,0,0,670,0,0,0,0,0,670,38.043426]
["CASETA DERIVACION ANTZIZAR","ES 0021 0000 0329 6610 LV0F",566908256," GAINERA AUZOA  8,  Bajo-2 (CASETA DERIVACION ANTZIZAR). OLABERRIA, 20212, GIPUZKOA ","OLABERRIA","2.0 A          ","3X380/220                               ",6600,0,0,0,0,0,326,0,0,0,0,0,326,38.043426]
["C. DERIVACIÓN ZUBILLAGA ","ES 0021 0000 0329 7566 SF0F",566910159," ZUBILLAGA AUZOA  30-1,  Bajo-1 (C. DERIVACIÓN ZUBILLAGA). OÑATI, 20560, GIPUZKOA ","OÑATI","2.0 A          ","3X380/220                               ",5700,0,0,0,0,0,1035,0,0,0,0,0,{"v":1035,"d":"1,035"},38.043426]
["C. DERIVACIÓN ARRASATE","ES 0021 0000 0329 7620 VS0F",566908062," ZUBILLAGA AUZOA  87-1,  Bajo-1 (C. DERIVACIÓN ARRASATE). OÑATI, 20560, GIPUZKOA ","OÑATI","2.0 A          ","3X380/220                               ",3300,0,0,0,0,0,197,0,0,0,0,0,197,38.043426]
["DEPOSITO DE ARANTZAZU. GOIKO BENTA","ES 0021 0000 1020 2768 EB0F",566910263," ARANTZAZU AUZOA prox 12-A,  . OÑATI, 20560, GIPUZKOA ","OÑATI","2.0 A          ","3X380/220                               ",6600,0,0,0,0,0,5169,0,0,0,0,0,{"v":5169,"d":"5,169"},38.043426]
["BOMBEO RESIDUALES URTIAGAIN","ES 0021 0000 1598 6402 WL0F",567460654,"URIBARRI AUZOA PR 36 BA - OÑATI - GIPUZKOA ","OÑATI ","2.0 A          ","3X400/230                               ",6928,0,0,0,0,0,4577,0,0,0,0,0,{"v":4577,"d":"4,577"},38.043426]
["BOMBEO ZUBILLAGA BAJAKOA","ES 0021 0000 3679 1652 BK",643285106,"ZUBILLAGA AUZOA,75 -PROX, Bajo OÑATI ,20560 GIPUZKOA ","OÑATI","2.0 A          ","3X400/230                               ",6928,0,0,0,0,0,4350,0,0,0,0,0,{"v":4350,"d":"4,350"},38.043426]
["CASETA DERIVACION AMONDARAIN","ES 0021 0000 0348 4521 RH0F",566908270," TXINDOKI ETXADIA  2-1,   (CASETA DERIVACION AMONDARAIN). ORDIZIA, 20240, GIPUZKOA ","ORDIZIA","2.0 A          ","3X380/220                               ",6600,0,0,0,0,0,435,0,0,0,0,0,435,38.043426]
["CASETA DERIVACIÓN OIANGU","ES 0021 0000 0348 5504 KN0F",566908025," OIANGUREN  1-1,  Bajo-1 (CASETA DERIVACIÓN OIANGU). ORDIZIA, 20240, GIPUZKOA ","ORDIZIA","2.0 A          ","3X380/220                               ",6600,0,0,0,0,0,2190,0,0,0,0,0,{"v":2190,"d":"2,190"},38.043426]
["BOMBEO MALLUTZ-ORDI3","ES 0021 0000 1246 1552 CB0F",566910251,"MALLUTZ KALEA, PROX25 20240-ORDIZIA - GIPUZKOA ","ORDIZIA","2.0 A          ","3X400/230                               ",6928,0,0,0,0,0,2674,0,0,0,0,0,{"v":2674,"d":"2,674"},38.043426]
["OFICINA ORDIZIA","ES 0021 0000 0348 5449 LA0F",567012621,"PZ JOSE MIGEL BARANDIARAN 1, ESC.1, BJO-2, 20240-ORDIZIA. GIPUZKOA ","ORDIZIA","2.0 A          ","1X230                                   ",5750,0,0,0,0,0,3101,0,0,0,0,0,{"v":3101,"d":"3,101"},38.043426]
["DEPOSITO CENTRAL (BOMBEO RESIDENCIA)","ES 0021 0000 2011 9516 GX0F",567138896,"CN EGUTERA 9, BJO, ORDIZIA, 20240, ORDIZIA","ORDIZIA","2.0 A          ","3X400/230                               ",6928,0,0,0,0,0,4936,0,0,0,0,0,{"v":4936,"d":"4,936"},38.043426]
["DEPÓSITO ORENDAIN","ES 0021 0000 1119 0362 CP0F",566909340," ASTIZALDE  17-1 (DEPÓSITO ORENDAIN). ORENDAIN, 20269, GIPUZKOA ","ORENDAIN","2.0 A          ","3X380/220                               ",6600,0,0,0,0,0,1324,0,0,0,0,0,{"v":1324,"d":"1,324"},38.043426]
["NNAA OREXA ETAP ORNUBIETA","ES 0021 0000 0329 7670 LL0F",566908281," INTXAURPE AUZOA prox 1,  Bajo-1. OREXA, 20490, GIPUZKOA ","OREXA","2.0 A          ","3X400/230                               ",6600,0,0,0,0,0,7599,0,0,0,0,0,{"v":7599,"d":"7,599"},38.043426]
["EDAR OREXA","ES 0021 0000 0329 7682 CP0F",566908311," ELBARRENE AUZOA prox 1,  Bajo-1. OREXA, 20490, GIPUZKOA ","OREXA","2.0 A          ","3X400/230                               ",6600,0,0,0,0,0,3720,0,0,0,0,0,{"v":3720,"d":"3,720"},38.043426]
["DEPOSITO BENTA","ES 0021 0000 0330 0638 XC0F",566908128," VENTAS DE ORIO AUZOA  253,  Bajo-1 (BOMBAS DE AGUA). ORIO, 20810, GIPUZKOA ","ORIO","2.0 A          ","3X380/220                               ",6600,0,0,0,0,0,6996,0,0,0,0,0,{"v":6996,"d":"6,996"},38.043426]
["BOMBEO TXURRUKA","ES 0021 0000 0329 8661 QK0F",567012979,"ORIBAR ZAR AUZOA 12-PROX SOTANO 1  1 20810  ORIO GIPUZKOA ","ORIO","2.0 A          ","3X400/230                               ",6928,0,0,0,0,0,2244,0,0,0,0,0,{"v":2244,"d":"2,244"},38.043426]
["BOMBEO AMBULATORIO","ES 0021 0000 20133041 VB0F",567012554,"KAIA 3, BIS  BAJO-1 ORIO GIPUZKOA ","ORIO","2.0 A          ","3X400/230                               ",6928,0,0,0,0,0,6823,0,0,0,0,0,{"v":6823,"d":"6,823"},38.043426]
["CASETA REGULACIÓN ORMAIZTEGI","ES 0021 0000 0330 1515 AT0F",566903726,"CN GABIRIA 6, 2, BJO-1, (CASETA REGULACIÓN ORMAIZTEGI). ORMAIZTEGI, 20216, GIPUZKOA ","ORMAIZTEGI","2.0 A          ","3X380/220                               ",3300,0,0,0,0,0,1438,0,0,0,0,0,{"v":1438,"d":"1,438"},38.043426]
["DEPÓSITO ORMAIZTEGI","ES 0021 0000 0330 1516 AR0F",566908384," GABIRIA BIDEA  6-3,  Bajo-1 (ETAP DEPÓSITO ORMAIZTEGI). ORMAIZTEGI, 20216, GIPUZKOA ","ORMAIZTEGI","2.0 A          ","3X380/220                               ",6600,0,0,0,0,0,223,0,0,0,0,0,223,38.043426]
["BOMBEO EZKIO","ES 0021 0000 1094 7433 SM0F",566909753," ORMAIZTEGI SAKABANATUA  1-1 (UR KONTSORTZIOA),   (CASETA DE BOMBEO). ORMAIZTEGI, 20216, GIPUZKOA ","ORMAIZTEGI","2.0 A          ","3X380/220                               ",9900,0,0,0,0,0,7547,0,0,0,0,0,{"v":7547,"d":"7,547"},38.043426]
["ALIVIADERO ORMAIZTEGI","ES 0021 0000 1273 7557 ZQ0F",566904068,"BERJALDI ENPARANTZA, Prox.7 (ORMAIZTEGIKO ALIBIADEROA).ORMAIZTEGI, 20216, GIPUZKOA ","ORMAIZTEGI","2.0 A          ","1X230                                   ",2300,0,0,0,0,0,271,0,0,0,0,0,271,38.043426]
["DEPOSITO LAIOTZ","ES 0021 0000 0345 5364 EW0F",566908372," SEGURA BARREIATUA  41-2,  Bajo (DEPOSITO LAIOTZ). SEGURA, 20214, GIPUZKOA ","SEGURA","2.0 A          ","3X380/220                               ",3300,0,0,0,0,0,899,0,0,0,0,0,899,38.043426]
["CASETA DERIVACION SORALUZE(BERRIA)","ES 0021 0000 1375 3455 RG0F",566904019," OLEA AUZOA, PROX5 , BAJO 20590-SORALUZE-PLACENCIA DE LAS ARMAS, GIPUZKOA ","SORALUZE","2.0 A          ","1X230                                   ",3450,0,0,0,0,0,640,0,0,0,0,0,640,38.043426]
["C. REGULACIÓN SORALUZE","ES 0021 0000 0331 9555 MP0F",566908104," SAN ANDRES AUZOA  4-1,  Bajo-1 (C. REGULACIÓN SORALUZE). SORALUZE-PLACENCIA DE LAS ARMAS, 20590, GIPUZKOA ","SORALUZE","2.0 A          ","3X380/220                               ",3300,0,0,0,0,0,1053,0,0,0,0,0,{"v":1053,"d":"1,053"},38.043426]
["DEPOSITO MONTEZKUE","ES 0021 0000 0345 8760 PV0F",566910287," MONTEZKUE AUZOA  18-3,  Bajo-1 (DPOSITO MONTEZKU). TOLOSA, 20400, GIPUZKOA ","TOLOSA","2.0 A          ","2X220                                   ",1900,0,0,0,0,0,183,0,0,0,0,0,183,38.043426]
["NERPYC MONTESKUE- REDUCTORA MONTEZKUE","ES 0021 0000 0345 8768 DW0F",566910019," MONTEZKUE AUZOA  16-1,  Bajo-2 (BOMBAS AGUA MONTEZKUE). TOLOSA, 20400, GIPUZKOA ","TOLOSA","2.0 A          ","3X220                                   ",5700,0,0,0,0,0,939,0,0,0,0,0,939,38.043426]
["BOMBEO SAN BLAS","ES 0021 0000 1152 4191 KS0F",567461130,"IRUÑA ETORBIDEA, 1-1 Bajo 1 (CASETA BOMBEO DE TOLOSA) TOLOSA 20400, GIPUZKOA ","TOLOSA","2.0 A          ","3X400/230                               ",6920,0,0,0,0,0,2794,0,0,0,0,0,{"v":2794,"d":"2,794"},38.043426]
["DEPOSITO OLARRAIN","ES 0021 0000 0345 8558 EE0F",566908177," ALDABA TXIKI AUZOA  5-C,  Bajo-1 (BOMBAS AGUA OLARRAIN). TOLOSA, 20400, GIPUZKOA ","TOLOSA","2.0 A          ","3X400/230                               ",3464,0,0,0,0,0,4864,0,0,0,0,0,{"v":4864,"d":"4,864"},38.043426]
["DEPÓSITO BEDAIO","ES 0021 0000 1391 2403 BE0F",566909674,"BEDAIO AUZOA, prox 12-A (DEPÓSITO BEDAIO) TOLOSA 20400, GIPUZKOA ","TOLOSA","2.0 A          ","3X400/230                               ",6928,0,0,0,0,0,4791,0,0,0,0,0,{"v":4791,"d":"4,791"},38.043426]
["DEPÓSITO OLARRAIN","ES 0021 0000 0345 7456 KR0F",566908475," URKIZU AUZOA  14-1,  Bajo-1. TOLOSA, 20400, GIPUZKOA ","TOLOSA","2.0 A          ","3X380/220                               ",3300,0,0,0,0,0,13829,0,0,0,0,0,{"v":13829,"d":"13,829"},38.043426]
["CASETA DERIVACIÓN URRETXU","ES 0021 0000 0348 9065 SP0F",566908323," PAGOETA AUZOA  9-1,  Bajo-2 (CASETA DERIVACIÓN URRETXU). URRETXU, 20700, GIPUZKOA ","URRETXU","2.0 A          ","3X380/220                               ",3300,0,0,0,0,0,835,0,0,0,0,0,835,38.043426]
["ARMARIO DE CONTROL ALIVIADEROS","ES 0021 0000 0348 5905 SE0F",566909716," AREIZAGA  12-1,  Bajo-3 (ALIVIADERO). URRETXU, 20700, GIPUZKOA ","URRETXU","2.0 A          ","1X220                                   ",1100,0,0,0,0,0,369,0,0,0,0,0,369,38.043426]
["DEPÓSITO DE VILLABONA NUEVO exp 9037019486 ","ES 0021 0000 1246 2529 QE0F",566910135,"OTALARREA AUZOA, 35-2 (DEPÓSITO DE VILLABONA NUEVO), VILLABONA 20150 GIPUZKOA ","VILLABONA","2.0 A          ","3X400/230                               ",6920,0,0,0,0,0,7893,0,0,0,0,0,{"v":7893,"d":"7,893"},38.043426]
["DEPÓSITO AMASA (SARATSETA)","ES 0021 0000 1230 5099 AG0F",567460800,"AMASA AUZOA, prox. 30 (DEPÓSITO AMASA,DIPUTAZIOAK EGINDA), VILLABONA,20150, GIPUZKOA ","VILLABONA","2.0 A          ","3X400/230                               ",6920,0,0,0,0,0,853,0,0,0,0,0,853,38.043426]
["BOMBEO DEPÓSITO USAMENDI","ES 0021 0000 1166 3308 KM0F",566909790,"AMASA AUZOA 5-2, PROX 44 (BOMBEO DEPÓSITO USAMENDI), Bajo 1,VILLABONA,20150, GIPUZKOA ","VILLABONA","2.0 A          ","3X380/220                               ",3300,0,0,0,0,0,131,0,0,0,0,0,131,38.043426]
["GRUPO PRESIÓN IBURERREKA","ES 0021 0000 1000 6298 JF0F",566910275,"OLARREAGA, prox. 6, Bajo , ZALDIBAR, 48250, BIZKAIA  ","ZALDIBAR","2.0 A          ","3X400/230                               ",6920,0,0,0,0,0,1266,0,0,0,0,0,{"v":1266,"d":"1,266"},38.043426]
["ALIVIADERO ERMUA","ES 0021 000020432314 BP",567012980,"CALLE OLARREAGA PROX 2, BAJO. ZALDIBAR, 48250, BIZKAIA ","ZALDIBAR","2.0 A          ","3X400/230                               ",6928,0,0,0,0,0,350,0,0,0,0,0,350,38.043426]
["BOMBEO ZALDIBIA","ES 0021 0000 0348 9989 DN",567139207,"BO ELBARRENA 39, BOMBEO, BJO-1, ZALDIBIA, 20247. ZALDIBIA, GUIPUZCOA","ZALDIBIA","2.0 A          ","3X400/230                               ",6928,0,0,0,0,0,6757,0,0,0,0,0,{"v":6757,"d":"6,757"},38.043426]
["DERIVACIÓN AÑURBE","ES 0021 0000 0349 2399 EF0F",566908086," ASTI AUZOA  629,  Bajo (DERIVACIÓN AÑURBE). ZARAUTZ, 20800, GIPUZKOA ","ZARAUTZ","2.0 A          ","3X380/220                               ",3300,0,0,0,0,0,207,0,0,0,0,0,207,38.043426]
["CASETA DERIVACIÓN VISTA ALEGRE","ES 0021 0000 0349 2817 VB0F",566908505," AZPEITI BIDEA  5-1,  Bajo-1 (CASETA DERIVACIÓN VISTA ALEGRE ). ZARAUTZ, 20800, GIPUZKOA ","ZARAUTZ","2.0 A          ","3X400/230                               ",3300,0,0,0,0,0,259,0,0,0,0,0,259,38.043426]
["DERIVACIÓN Y DEPÓSITO UNSAIN","ES 0021 0000 0350 2849 QS0F",566908645," UNTZAIN BIDEA  106,  Bajo-1 (DERIVACIÓN Y DEPÓSITO UNSAIN). ZARAUTZ, 20800, GIPUZKOA ","ZARAUTZ","2.0 A          ","3X400/230                               ",6600,0,0,0,0,0,1397,0,0,0,0,0,{"v":1397,"d":"1,397"},38.043426]
["DEPOSITO VISTALEGRE","ES 0021 0000 1387 8403 MQ0F",567024064,"SANTA BARBARA AUZOA, PROX14 , BAJO , 1 20800-ZARAUTZ - GIPUZKOA ","ZARAUTZ","2.0 A          ","3X400/230                               ",6928,0,0,0,0,0,966,0,0,0,0,0,966,38.043426]
["REGULACION AÑURBE","ES 0021 0000 1706 2567 XZ0F",566910068,"TALAIMENDI AUZOA, 714 , BAJO , 2 20800-ZARAUTZ - GIPUZKOA ","ZARAUTZ","2.0 A          ","1X230                                   ",3450,0,0,0,0,0,1111,0,0,0,0,0,{"v":1111,"d":"1,111"},38.043426]
["OFICINA ZARAUTZ","ES 0021 0000 0350 2771 JY0F",566910147,"TRINIDADE KALEA 2, Bajo 1 (OFICINA). ZARAUTZ, 20800, GIPUZKOA ","ZARAUTZ","2.0 A          ","1X230                                   ",3300,0,0,0,0,0,3610,0,0,0,0,0,{"v":3610,"d":"3,610"},38.043426]
["DEPOSITO ZEGAMA","ES 0021 0000 0316 8350 DM0F",566909066," GOROSPEALDEA AUZOA  4-1,   (ETAP DE ZEGAMA). ZEGAMA, 20215, GIPUZKOA ","ZEGAMA","2.0 A          ","3X380/220                               ",9900,0,0,0,0,0,6058,0,0,0,0,0,{"v":6058,"d":"6,058"},38.043426]
["BOMBEO SAN BARTOLOME / ARRIETA","ES 0021 0000 1382 4680 SK0F",566909571,"ARRIETALDEA AUZOA, prox 7, Bajo 1(BOMBEO ZEGAMA). ZEGAMA, 20215, GIPUZKOA ","ZEGAMA","2.0 A          ","3X400/230                               ",6928,0,0,0,0,0,625,0,0,0,0,0,625,38.043426]
["DEPOSITO DE BARBARIS","ES 0021 0000 1051 0499 QW0F",566910044," BARBARI AUZOA  65-1,  Bajo (DEPOSITO DE BARBARIS). ZERAIN, 20214, GIPUZKOA ","ZERAIN","2.0 A          ","3X380/220                               ",9900,0,0,0,0,0,1404,0,0,0,0,0,{"v":1404,"d":"1,404"},38.043426]
["DERIVACIÓN Y DEPÓSITO ZESTOA","ES 0021 0000 0316 9662 CY0F",566908803," ETORRA DISEMINADO  1-2,  Bajo-1 (DERIVACIÓN Y DEPÓSITO ZESTOA). ZESTOA, 20740, GIPUZKOA ","ZESTOA","2.0 A          ","3X380/220                               ",6600,0,0,0,0,0,1380,0,0,0,0,0,{"v":1380,"d":"1,380"},38.043426]
["DEPÓSITO AIZARNA","ES 0021 0000 0317 0403 YB0F",566909182," AIZARNA DISEMINADO  3-1,  Bajo-1 (DEPÓSITO AIZARNA). ZESTOA, 20749, GIPUZKOA ","ZESTOA","2.0 A          ","3X380/220                               ",6600,0,0,0,0,0,317,0,0,0,0,0,317,38.043426]
["DEPOSITO SANSINENEA","ES 0021 0000 0317 0865 AJ0F",566909133," ARROA BEHEA prox 3,  Bajo (DEPOSITO SANSINENEA). ZESTOA, 20740, GIPUZKOA ","ZESTOA","2.0 A          ","3X380/220                               ",6600,0,0,0,0,0,955,0,0,0,0,0,955,38.043426]
["DEPOSITO ARROA GOIKOA","ES 0021 0000 0317 0957 FJ0F",566908906," JUAN ERENTXUN(ARROA GOIKOA) prox 37,  Bajo (DEPOSITO ARROA GOIKOA). ZESTOA, 20749, GIPUZKOA ","ZESTOA","2.0 A          ","3X380/220                               ",6600,0,0,0,0,0,115,0,0,0,0,0,115,38.043426]
["B.SANEAMIENTO LASAO","ES 0021 0000 2116 1721 FQ",568597990,"- LASAO KALEA PROX 1 (CASETA PREFABRICADA), BAJO-1. ZESTOA, 20740, GIPUZKOA ","ZESTOA","2.0 A          ","3X400/230                               ",6928,0,0,0,0,0,1281,0,0,0,0,0,{"v":1281,"d":"1,281"},38.043426]
["DEPÓSITO SALUATE","ES 0021 0000 0317 1348 RJ0F",566910305,"ZIZURKIL DISEMINADO, 18-1 BAJO (DEPÓSITO SALUATE) 20159 ZIZURKIL, GIPUZKOA ","ZIZURKIL","2.0 A          ","3X220                                   ",3800,0,0,0,0,0,1030,0,0,0,0,0,{"v":1030,"d":"1,030"},38.043426]
["CASETA DERIVACIÓN ZIZURKIL","ES 0021 0000 1145 8144 WR0F",567461191,"BULANDEGI BIDEA, prox 28 (CASETA DERIVACIÓN ZIZURKIL), 20150 ZIZURKIL GIPUZKOA ","ZIZURKIL","2.0 A          ","3X400/230                               ",6920,0,0,0,0,0,617,0,0,0,0,0,617,38.043426]
["C. DERIVACIÓN OIKINA","ES 0021 0000 0351 5848 YL0F",566908530," OIKIA AUZOA  49-4,(C. DERIVACIÓN OIKINA). ZUMAIA, 20750, GIPUZKOA ","ZUMAIA","2.0 A          ","3X380/220                               ",3300,0,0,0,0,0,1034,0,0,0,0,0,{"v":1034,"d":"1,034"},38.043426]
["DEPÓSITO SAN MIGUEL","ES 0021 0000 0351 6500 NG0F",566910093," ARTADI AUZOA  7-1,  Bajo-1 (DEPÓSITO ARTADI). ZUMAIA, 20750, GIPUZKOA ","ZUMAIA","2.0 A          ","3X220                                   ",5700,0,0,0,0,0,1872,0,0,0,0,0,{"v":1872,"d":"1,872"},38.043426]
["CASETA DERIVACIÓN BASAKARTE","ES 0021 0000 0351 6502 NY0F",566908608," ARTADI AUZOA  1-1,  Bajo-1 (CASETA DERIVACIÓN BASAKARTE). ZUMAIA, 20750, GIPUZKOA ","ZUMAIA","2.0 A          ","3X380/220                               ",3300,0,0,0,0,0,184,0,0,0,0,0,184,38.043426]
["BOMBEO ARRITOKIETA","ES 0021 0000 1111 4299 WY0F",566910056," ARDANTZABIDEA prox 3,  Bajo (BOMBAS AGUA). ZUMAIA, 20750, GIPUZKOA ","ZUMAIA","2.0 A          ","3X380/220                               ",9900,0,0,0,0,0,14605,0,0,0,0,0,{"v":14605,"d":"14,605"},38.043426]
["OFICINA ZUMAIA","ES 0021 0000 0351 5071 LR0F",566909686,"JULIO BEOBIDE IBILTOKIA, 2, Bajo 2 (ZUMAIAKO BULEGOA), ZUMAIA 20750, GIPUZKOA","ZUMAIA","2.0 A          ","1X220                                   ",3300,0,0,0,0,0,3354,0,0,0,0,0,{"v":3354,"d":"3,354"},38.043426]
["CASETA DERIVACIÓN ZUMARRAGA","ES 0021 0000 0350 7596 QR0F",566908554," ELGARRESTAMENDI AUZOA  79-2,  Bajo-1 (CASETA DERIVACIÓN ZUMARRAGA). ZUMARRAGA, 20700, GIPUZKOA ","ZUMARRAGA","2.0 A          ","3X380/220                               ",3300,0,0,0,0,0,4323,0,0,0,0,0,{"v":4323,"d":"4,323"},38.043426]
["BOMBEO RESIDUALES GOLDEN","ES 0021 0000 0351 0827 HN0F",566908153," SEKUNDINO ESNAOLA KALEA  10-1,  Bajo (BOMBAS DE AGUA). ZUMARRAGA, 20700, GIPUZKOA ","ZUMARRAGA","2.0 A          ","3X380/220                               ",6600,0,0,0,0,0,3153,0,0,0,0,0,{"v":3153,"d":"3,153"},38.043426]
[{"$nulls":19},{"v":21655399.74,"d":"21,655,400"}]